## Sheet1
Resource ID | Local Area | Initial Meta | Generalized Meta | Generator Name | JAN | FEB | MAR | APR | MAY | JUN | JUL | AUG | SEP | OCT | NOV | DEC | Dispatchable | Path Designation | Deliverability Status | Deliverability MW | Comments
KYCORA_6_KMSBT1 | San Diego-IV | BATTERY | BATTERY | Kearny Mesa Storage | 0 | 0 | 0 | 0 | 0 | 0 | 0 | 0 | 0 | 0 | 0 | 0 | Y | South | EO
LAKHDG_6_UNIT 1 | San Diego-IV | BATTERY | BATTERY | Lake Hodges Pumped Storage-Unit1 | 20 | 20 | 20 | 20 | 20 | 20 | 20 | 20 | 20 | 20 | 20 | 20 | Y | South | FC
LAKHDG_6_UNIT 2 | San Diego-IV | BATTERY | BATTERY | Lake Hodges Pumped Storage-Unit2 | 20 | 20 | 20 | 20 | 20 | 20 | 20 | 20 | 20 | 20 | 20 | 20 | Y | South | FC
PALA_6_PGCBT1 | San Diego-IV | BATTERY | BATTERY | Pala Gomez Creek BESS |  |  |  | 0 | 0 | 0 | 0 | 0 | 0 | 0 | 0 | 0 | Y | South | EO
RICHMN_7_BAYENV | Bay Area | BATTERY | BATTERY | BAY ENVIRONMENTAL (NOVE POWER) | 0.64 | 0.63 | 0.4 | 0.38 | 0.35 | 0.37 | 0.35 | 0.37 | 0.07 | 0.25 | 0.35 | 0.18 | N | North | FC
ALAMIT_7_ES1 | LA Basin | Battery Storage | BATTERY | Alamitos Energy Storage | 100 | 100 | 100 | 100 | 100 | 100 | 100 | 100 | 100 | 100 | 100 | 100 | Y | South | FC
BERCYN_2_BCEBT1 | NCNB | Battery Storage | BATTERY | Bear Canyon Energy Storage | AUG: 13; SEP: 13; OCT: 13; NOV: 13; DEC: 13 | Y | North | FC
BLKDIA_2_BDEBT1 | Bay Area | Battery Storage | BATTERY | Black Diamond Energy Storage | 200 | 200 | 200 | 200 | 200 | 200 | 200 | 200 | 200 | 200 | 200 | 200 | Y | North | FC
BLVRDE_6_BLVBT1 | San Diego-IV | Battery Storage | BATTERY | Boulevard Energy Storage |  |  |  | 9.75 | 9.75 | 9.75 | 9.75 | 9.75 | 9.75 | 9.75 | 9.75 | 9.75 | Y | South | FC
CASCES_6_CESBT1 | CAISO System | Battery Storage | BATTERY | Cascade Energy Storage |  |  |  | 25 | 25 | 25 | 25 | 25 | 25 | 25 | 25 | 25 | Y | North | FC
CLRMNT_6_CLEBT1 | San Diego-IV | Battery Storage | BATTERY | Clairemont Energy Storage |  |  |  | 7.25 | 7.25 | 7.25 | 7.25 | 7.25 | 7.25 | 7.25 | 7.25 | 7.25 | Y | South | FC
CONDOR_2_CDRBT1 | LA Basin | Battery Storage | BATTERY | Condor BESS | JUN: 200; JUL: 200; AUG: 200; SEP: 200; OCT: 200; NOV: 200; DEC: 200 | Y | South | FC |  | Former - SCEWDT1659
CRIMSN_2_CRMBT1 | CAISO System | Battery Storage | BATTERY | Crimson | 200 | 200 | 200 | 200 | 200 | 200 | 200 | 200 | 200 | 200 | 200 | 200 | Y | South | ID | 100% | Waiting for West of Colorado River cRAS.
CRIMSN_2_CRMBT2 | CAISO System | Battery Storage | BATTERY | Crimson 2 | 150 | 150 | 150 | 150 | 150 | 150 | 150 | 150 | 150 | 150 | 150 | 150 | Y | South | ID | 100% | Waiting for West of Colorado River cRAS.
ELCAJN_6_EB1BT1 | San Diego-IV | Battery Storage | BATTERY | Eastern BESS 1 | 7.5 | 7.5 | 7.5 | 7.5 | 7.5 | 7.5 | 7.5 | 7.5 | 7.5 | 7.5 | 7.5 | 7.5 | Y | South | FC
ELKHRN_1_EESX3 | Bay Area | Battery Storage | BATTERY | Elkhorn Energy Storage | 182.5 | 182.5 | 182.5 | 182.5 | 182.5 | 182.5 | 182.5 | 182.5 | 182.5 | 182.5 | 182.5 | 182.5 | Y | North | FC
ELLIOT_6_ELIBT1 | San Diego-IV | Battery Storage | BATTERY | Elliott Energy Storage |  |  |  | 9.75 | 9.75 | 9.75 | 9.75 | 9.75 | 9.75 | 9.75 | 9.75 | 9.75 | Y | South | FC
ESCNDO_6_EB1BT1 | San Diego-IV | Battery Storage | BATTERY | Escondido BESS 1 | 10 | 10 | 10 | 10 | 10 | 10 | 10 | 10 | 10 | 10 | 10 | 10 | Y | South | FC
ESCNDO_6_EB2BT2 | San Diego-IV | Battery Storage | BATTERY | Escondido BESS 2 | 10 | 10 | 10 | 10 | 10 | 10 | 10 | 10 | 10 | 10 | 10 | 10 | Y | South | FC
ESCNDO_6_EB3BT3 | San Diego-IV | Battery Storage | BATTERY | Escondido BESS 3 | 10 | 10 | 10 | 10 | 10 | 10 | 10 | 10 | 10 | 10 | 10 | 10 | Y | South | FC
ESNHWR_2_WC1BT1 | LA Basin | Battery Storage | BATTERY | Wildcat I BESS | 1.5 | 1.5 | 1.5 | 1.5 | 1.5 | 1.5 | 1.5 | 1.5 | 1.5 | 1.5 | 1.5 | 1.5 | Y | South | ID | 100% | Waiting for confirmation of Queue/WDAT number.
FALBRK_6_FESBT1 | San Diego-IV | Battery Storage | BATTERY | Fallbrook Energy Storage | 40 | 40 | 40 | 40 | 40 | 40 | 40 | 40 | 40 | 40 | 40 | 40 | Y | South | FC
GASKW1_2_GW2BT1 | CAISO System | Battery Storage | BATTERY | Gaskell West 2 BESS | 20 | 20 | 20 | 20 | 20 | 20 | 20 | 20 | 20 | 20 | 20 | 20 | Y | South | ID | 100% | Waiting for the Whirlwind and Tehachapi CRAS. Co-located with GASKW1_2_GW2SR1, GASKW1_2_GW2SR2
GATEWY_2_GESBT1 | San Diego-IV | Battery Storage | BATTERY | Gateway Energy Storage | 175 | 175 | 175 | 175 | 175 | 228 | 228 | 228 | 228 | 228 | 228 | 228 | Y | South | FC
GOLETA_2_GE2BT3 | Big Creek-Ventura | Battery Storage | BATTERY | Goleta Energy Storage |  | 40 | 40 | 40 | 40 | 40 | 40 | 40 | 40 | 40 | 40 | 40 | Y | South | FC
GOLETA_2_VALBT1 | Big Creek-Ventura | Battery Storage | BATTERY | Vallecito Energy Storage | 10 | 10 | 10 | 10 | 10 | 10 | 10 | 10 | 10 | 10 | 10 | 10 | Y | South | FC
HENRTA_6_HDEBT1 | Fresno | Battery Storage | BATTERY | Henrietta D Energy Storage | 10 | 10 | 10 | 10 | 10 | 10 | 10 | 10 | 10 | 10 | 10 | 10 | Y | North | ID | 100% | 17DGD Waiting for Bellota-Warnerville 230 kV reconductoring, QC8RAS-08 RAS, Reconductor Los Banos-Padre Flat-Panoche 230 kV and many other
JOANEC_2_ST3BT3 | LA Basin | Battery Storage | BATTERY | Santa Ana Storage 3 | 40 | 40 | 40 | 40 | 40 | 40 | 40 | 40 | 40 | 40 | 40 | 40 | Y | South | FC
JOANEC_2_STABT1 | LA Basin | Battery Storage | BATTERY | Santa Ana Storage 1 | 20 | 20 | 20 | 20 | 20 | 20 | 20 | 20 | 20 | 20 | 20 | 20 | Y | South | FC
JOANEC_2_STABT2 | LA Basin | Battery Storage | BATTERY | Santa Ana Storage 2 | 20 | 20 | 20 | 20 | 20 | 20 | 20 | 20 | 20 | 20 | 20 | 20 | Y | South | FC
JOHANN_2_JOSBT1 | LA Basin | Battery Storage | BATTERY | Johanna Storage 1 | 10 | 10 | 10 | 10 | 10 | 10 | 10 | 10 | 10 | 10 | 10 | 10 | Y | South | FC
JOHANN_2_JOSBT2 | LA Basin | Battery Storage | BATTERY | Johanna Storage 2 | 10 | 10 | 10 | 10 | 10 | 10 | 10 | 10 | 10 | 10 | 10 | 10 | Y | South | FC
JOHANN_2_OCEBT2 | LA Basin | Battery Storage | BATTERY | Orange County Energy Storage 2 | 9 | 9 | 9 | 9 | 9 | 9 | 9 | 9 | 9 | 9 | 9 | 9 | Y | South | FC
JOHANN_2_OCEBT3 | LA Basin | Battery Storage | BATTERY | Orange County Energy Storage 3 | 6 | 6 | 6 | 6 | 6 | 6 | 6 | 6 | 6 | 6 | 6 | 6 | Y | South | FC
KEARNY_6_NESBT1 | San Diego-IV | Battery Storage | BATTERY | Kearny North Energy Storage | 10 | 10 | 10 | 10 | 10 | 10 | 10 | 10 | 10 | 10 | 10 | 10 | Y | South | FC
KEARNY_6_SESBT2 | San Diego-IV | Battery Storage | BATTERY | Kearny South Energy Storage | 10 | 10 | 10 | 10 | 10 | 10 | 10 | 10 | 10 | 10 | 10 | 10 | Y | South | FC
LCKHT1_2_LH1BT1 | CAISO System | Battery Storage | BATTERY | Lockhart Solar BESS 1 | AUG: 45; SEP: 45; OCT: 45; NOV: 45; DEC: 45 | Y | South | ID | 100% | 0043CONV-Q1617-Q1775 - Waiting for Mojave Desert RAS and Nort of Lugo C-RAS.
LECONT_2_LESBT1 | San Diego-IV | Battery Storage | BATTERY | LeConte Energy Storage | 40 | 40 | 40 | 40 | 40 | 40 | 40 | 40 | 40 | 40 | 40 | 40 | Y | South | PD | 40.40
MARVEL_2_MARBT3 | LA Basin | Battery Storage | BATTERY | Marvel 2 | 74.93 | 74.93 | 74.93 | 74.93 | 74.93 | 74.93 | 74.93 | 74.93 | 74.94 | 74.94 | 74.94 | 74.94 | Y | South | FC
MARVEL_2_MARBX2 | LA Basin | Battery Storage | BATTERY | Marvel | 324.99 | 324.99 | 324.99 | 324.99 | 324.99 | 324.99 | 324.99 | 324.99 | 325 | 325 | 325 | 325 | Y | South | FC
MELRSE_6_MELBT1 | San Diego-IV | Battery Storage | BATTERY | Melrose BESS 1 |  |  |  | 10 | 10 | 10 | 10 | 10 | 10 | 10 | 10 | 10 | Y | South | FC
MELRSE_6_MELBT2 | San Diego-IV | Battery Storage | BATTERY | Melrose BESS 2 |  |  |  | 10 | 10 | 10 | 10 | 10 | 10 | 10 | 10 | 10 | Y | South | FC
MIRLOM_2_MLBBTA | LA Basin | Battery Storage | BATTERY | Mira Loma BESS A | 10 | 10 | 10 | 10 | 10 | 10 | 10 | 10 | 10 | 10 | 10 | 10 | Y | South | FC
MIRLOM_2_MLBBTB | LA Basin | Battery Storage | BATTERY | Mira Loma BESS B | 10 | 10 | 10 | 10 | 10 | 10 | 10 | 10 | 10 | 10 | 10 | 10 | Y | South | FC
MOORPK_2_ACOBT1 | Big Creek-Ventura | Battery Storage | BATTERY | Acorn I BESS | [12 empty] | Y | South | FC | bar: JAN to DEC
MRGT_6_TGEBT1 | San Diego-IV | Battery Storage | BATTERY | Top Gun Energy Storage | 30 | 30 | 30 | 30 | 30 | 30 | 30 | 30 | 30 | 30 | 30 | 30 | Y | South | FC
NORCNV_1_NCVBT1 | Stockton | Battery Storage | BATTERY | North Central Valley | 132 | 132 | 132 | 132 | 132 | 132 | 132 | 132 | 132 | 132 | 132 | 132 | Y | North | ID | 100% | Waiting for Vierra Loop-in and possibly other
PARDSE_6_PESBT1 | San Diego-IV | Battery Storage | BATTERY | Paradise Energy Storage |  |  |  | 9.75 | 9.75 | 9.75 | 9.75 | 9.75 | 9.75 | 9.75 | 9.75 | 9.75 | Y | South | FC
PEASE_1_TBEBT1 | Sierra | Battery Storage | BATTERY | Tierra Buena Energy Storage | 5 | 5 | 5 | 5 | 5 | 5 | 5 | 5 | 5 | 5 | 5 | 5 | Y | North | PD | 5.00
ROMOLA_5_MPBBT1 | LA Basin | Battery Storage | BATTERY | Menifee Power Bank | JUN: 230; JUL: 230; AUG: 230; SEP: 230; OCT: 230; NOV: 230; DEC: 230 | Y | South | ID | 100% | Q1645 - Waiting for Colorado River C-RAS.
ROMOLA_5_MPBBT2 | LA Basin | Battery Storage | BATTERY | Menifee Power Bank 2 | JUL: 230; AUG: 230; SEP: 230; OCT: 230; NOV: 230; DEC: 230 | Y | South | ID | 100% | Waiting for Colorado River C-RAS.
ROMOLA_5_MPBBT3 | LA Basin | Battery Storage | BATTERY | Menifee Power Bank 3 | AUG: 50; SEP: 50; OCT: 50; NOV: 50; DEC: 50 | Y | South | FC
ROMOLA_5_MPBBT4 | LA Basin | Battery Storage | BATTERY | Menifee Power Bank 4 | SEP: 110; OCT: 110; NOV: 110; DEC: 110 | Y | South | ID | 100% | Q1645 - Waiting for Colorado River C-RAS.
SANBRN_2_ESABT1 | CAISO System | Battery Storage | BATTERY | EdSan 1A | 50 | 50 | 50 | 50 | 50 | 50 | 50 | 50 | 50 | 50 | 50 | 50 | Y | South | ID | 100% | Waiting for Tehachapi cRAS
SANBRN_2_ESBBT1 | CAISO System | Battery Storage | BATTERY | EdSan 1B | 100 | 100 | 100 | 100 | 100 | 100 | 100 | 100 | 100 | 100 | 100 | 100 | Y | South | ID | 100% | Waiting for Tehachapi cRAS
SANBRN_2_SS2BT3 | CAISO System | Battery Storage | BATTERY | Sanborn Solar 2 SBESS 3 | 169 | 169 | 169 | 169 | 169 | 169 | 169 | 169 | 169 | 169 | 169 | 169 | Y | South | ID | 100% | Waiting for Windhub CRAS, Tehachapi CRAS and possibly other.
SANBRN_2_SS2BT4 | CAISO System | Battery Storage | BATTERY | Sanborn Solar 2 SBESS 4 | 47 | 47 | 47 | 47 | 47 | 47 | 47 | 47 | 47 | 47 | 47 | 47 | Y | South | ID | 100% | Waiting for Windhub CRAS, Tehachapi CRAS and possibly other.
SANTGO_2_MABBT1 | LA Basin | Battery Storage | BATTERY | Millikan Avenue BESS | 2 | 2 | 2 | 2 | 2 | 2 | 2 | 2 | 2 | 2 | 2 | 2 | Y | South | FC
SAUGUS_2_SPESBT1 | Big Creek-Ventura | Battery Storage | BATTERY | Santa Paula Energy Storage |  |  |  |  | 15 | 15 | 15 | 15 | 15 | 15 | 15 | 15 | Y | South | FC
SNCLRA_2_SILBT1 | Big Creek-Ventura | Battery Storage | BATTERY | Silverstrand BESS | 11 | 11 | 11 | 11 | 11 | 11 | 11 | 11 | 11 | 11 | 11 | 11 | Y | South | FC
SNCLRA_2_VESBT1 | Big Creek-Ventura | Battery Storage | BATTERY | Ventura Energy Storage | 100 | 100 | 100 | 100 | 100 | 100 | 100 | 100 | 100 | 100 | 100 | 100 | Y | South | FC
STANTN_2_SBEBX2 | LA Basin | Battery Storage | BATTERY | Stanton Battery Energy Storage | 68.8 | 68.8 | 68.8 | 68.8 | 68.8 | 68.8 | 68.8 | 68.8 | 68.8 | 68.8 | 68.8 | 68.8 | Y | South | FC
TUMBWD_2_WISBT3 | CAISO System | Battery Storage | BATTERY | Willow Springs Solar 3 | AUG: 50; SEP: 50; OCT: 50; NOV: 50; DEC: 50 | Y | South | ID | 100% | Q1076 - Waiting for Whirlwind CRAS and Tehachapi CRAS.
VISTRA_5_DALBT1 | Bay Area | Battery Storage | BATTERY | Dallas Energy Storage | 100 | 100 | 100 | 100 | 100 | 100 | 100 | 100 | 100 | 100 | 100 | 100 | Y | North | FC
VISTRA_5_DALBT2 | Bay Area | Battery Storage | BATTERY | Dallas Energy Storage 2 | 100 | 100 | 100 | 100 | 100 | 100 | 100 | 100 | 100 | 100 | 100 | 100 | Y | North | FC
VISTRA_5_DALBT3 | Bay Area | Battery Storage | BATTERY | Dallas Energy Storage 3 | 100 | 100 | 100 | 100 | 100 | 100 | 100 | 100 | 100 | 100 | 100 | 100 | Y | North | FC
VISTRA_5_DALBT4 | Bay Area | Battery Storage | BATTERY | Dallas Energy Storage 4 | 100 | 100 | 100 | 100 | 100 | 100 | 100 | 100 | 100 | 100 | 100 | 100 | Y | North | FC
VISTRA_5_PLABT1 | Bay Area | Battery Storage | BATTERY | Plano Storage 1 | 100.4 | 100.4 | 100.4 | 100.4 | 100.4 | 100.4 | 100.4 | 100.4 | 100.4 | 100.4 | 100.4 | 100.4 | Y | North | FC
VISTRA_5_PLABT2 | Bay Area | Battery Storage | BATTERY | Plano Storage 2 | 100.4 | 100.4 | 100.4 | 100.4 | 100.4 | 100.4 | 100.4 | 100.4 | 100.4 | 100.4 | 100.4 | 100.4 | Y | North | FC
VISTRA_5_PLABT3 | Bay Area | Battery Storage | BATTERY | Plano Storage 3 | 74.6 | 74.6 | 74.6 | 74.6 | 74.6 | 74.6 | 74.6 | 74.6 | 74.6 | 74.6 | 74.6 | 74.6 | Y | North | FC
VISTRA_5_PLABT4 | Bay Area | Battery Storage | BATTERY | Plano Storage 4 | 74.6 | 74.6 | 74.6 | 74.6 | 74.6 | 74.6 | 74.6 | 74.6 | 74.6 | 74.6 | 74.6 | 74.6 | Y | North | FC
VSTAES_6_VESBT1 | San Diego-IV | Battery Storage | BATTERY | Vista Energy Storage | 10 | 10 | 10 | 10 | 10 | 10 | 10 | 10 | 10 | 10 | 10 | 10 | Y | South | PD | 30.00
WDFRDF_2_WFFBT1 | NCNB | Battery Storage | BATTERY | West Ford Flat Energy Storage | AUG: 25; SEP: 25; OCT: 25; NOV: 25; DEC: 25 | Y | North | FC
WESCAN_2_BDSBT1 | San Diego-IV | Battery Storage | BATTERY | Bateria Del Sur | 131 | 131 | 131 | 131 | 131 | 131 | 131 | 131 | 131 | 131 | 131 | 131 | Y | South | PD | 131.00
WSTWND_2_SBSBT1 | CAISO System | Battery Storage | BATTERY | Sagebrush Solar 2 | 80 | 80 | 80 | 80 | 80 | 80 | 80 | 80 | 80 | 80 | 80 | 80 | Y | South | ID | 100% | C12 - Waiting for Mesa-Laguna Bell 230 kV line upgrade project (Max 90 percent PCDS at 200 MW Pmax)
CAYTNO_2_VASCO | Bay Area | BIOGAS | BIOGAS | Vasco Road | 3.9 | 4.01 | 4.09 | 4.07 | 4.05 | 4.05 | 4.03 | 4 | 4.03 | 3.65 | 3.98 | 4.1 | N | North | FC
CHILLS_1_SYCENG | San Diego-IV | BIOGAS | BIOGAS | Sycamore Energy 1 | 0.78 | 0.77 | 0.87 | 0.92 | 0.88 | 0.83 | 0.98 | 1 | 0.99 | 0.95 | 0.93 | 0.95 | N | South | FC
CHILLS_7_UNITA1 | San Diego-IV | BIOGAS | BIOGAS | Sycamore Energy 2 | 1.82 | 2 | 2 | 2 | 1.4 | 1.68 | 1.56 | 1.52 | 1.74 | 1.75 | 1.8 | 1.61 | Y | South | FC
CORRAL_6_SJOAQN | CAISO System | BIOGAS | BIOGAS | Ameresco San Joaquin | 4.26 | 4.1 | 4.3 | 4.2 | 4.27 | 4.26 | 4.21 | 3.91 | 3.97 | 4.17 | 4.24 | 4.3 | N | North | FC
CSTOGA_6_LNDFIL | NCNB | BIOGAS | BIOGAS | Clover Flat Land Fill Gas | 0 | 0 | 0 | 0 | 0 | 0 | 0 | 0 | 0 | 0 | 0 | 0 | N | North | EO
CSTRVL_7_PL1X2 | CAISO System | BIOGAS | BIOGAS | Marina Land Fill Gas | 4.13 | 3.51 | 3.69 | 4.01 | 3.63 | 3.95 | 4.16 | 4.14 | 4.17 | 3.86 | 3.98 | 3.73 | Y | North | FC
GANSO_1_WSTBM1 | CAISO System | BIOGAS | BIOGAS | Weststar Dairy Biogas | 0 | 0 | 0 | 0 | 0 | 0 | 0 | 0 | 0 | 0 | 0 | 0 | N | North | EO
GONZLS_6_UNIT | CAISO System | BIOGAS | BIOGAS | Johnson Canyon Landfill | 1.42 | 1.41 | 1.42 | 1.36 | 1.39 | 1.41 | 1.41 | 1.41 | 1.34 | 1.42 | 1.42 | 1.42 | N | North | FC
GRNVLY_7_SCLAND | CAISO System | BIOGAS | BIOGAS | SANTA CRUZ LANDFILL GENERATING PLANT | 3.04 | 3.04 | 3.04 | 3.04 | 3.04 | 3.04 | 3.04 | 3.04 | 3.04 | 3.04 | 3.04 | 3.04 | N | North | FC
MOORPK_2_CALABS | Big Creek-Ventura | BIOGAS | BIOGAS | Calabasas Gas-to-Energy Facility | 4.4 | 4.26 | 3.84 | 3.98 | 4.21 | 4.16 | 4.04 | 3.44 | 3.76 | 4.21 | 4.1 | 4.11 | N | South | FC
MSHGTS_6_MMARLF | San Diego-IV | BIOGAS | BIOGAS | MIRAMAR LANDFILL | 3.63 | 3.82 | 3.75 | 4.1 | 4.19 | 4.15 | 4.16 | 4.08 | 4.31 | 4.01 | 3.9 | 3.6 | N | South | FC
NOVATO_6_LNDFL | NCNB | BIOGAS | BIOGAS | Redwood Renewable Energy | 3.64 | 3.67 | 3.64 | 3.62 | 3.58 | 3.26 | 2.83 | 2.87 | 3.03 | 2.78 | 3.24 | 3.29 | N | North | FC
OLDRIV_6_BIOGAS | Kern | BIOGAS | BIOGAS | Bidart Old River 1 | 1.76 | 1.83 | 1.84 | 1.68 | 1.79 | 1.74 | 1.71 | 1.75 | 1.76 | 1.77 | 1.77 | 1.66 | N | North | FC
OLDRIV_6_CESDBM | Kern | BIOGAS | BIOGAS | Ces Dairy Biogas | 0.95 | 0.97 | 0.94 | 0.93 | 0.95 | 0.91 | 0.92 | 0.93 | 0.94 | 0.96 | 0.96 | 0.97 | N | North | FC
OLDRIV_6_LKVBM1 | Kern | BIOGAS | BIOGAS | Lakeview Dairy Biogas | 0.97 | 0.96 | 0.94 | 0.95 | 0.94 | 0.94 | 0.93 | 0.93 | 0.94 | 0.95 | 0.97 | 0.97 | N | North | FC
OLINDA_2_LNDFL2 | LA Basin | BIOGAS | BIOGAS | Brea Power II | 25.9 | 26.23 | 26.22 | 24.03 | 26.31 | 25.12 | 25.3 | 24.99 | 25.06 | 25.49 | 25.94 | 25.99 | N | South | FC
OXMTN_6_LNDFIL | Bay Area | BIOGAS | BIOGAS | Ox Mountain Landfill Generating Plant | 10.62 | 10.62 | 10.62 | 10.62 | 10.5 | 10.38 | 10.57 | 10.29 | 10.38 | 10.3 | 10.46 | 10.62 | N | North | FC
PEABDY_2_LNDFIL | CAISO System | BIOGAS | BIOGAS | G2 Energy Hay Road Power Plant | 1.54 | 1.54 | 1.49 | 1.53 | 1.52 | 1.51 | 1.51 | 1.51 | 1.51 | 1.52 | 1.53 | 1.52 | N | North | FC
PEABDY_2_LNDFL1 | CAISO System | BIOGAS | BIOGAS | Potrero Hills Energy Producers | 7.7 | 7.67 | 7.54 | 7.57 | 7.03 | 7.39 | 7.56 | 7.54 | 7.52 | 7.41 | 7.47 | 7.22 | N | North | FC
PLSNTG_7_LNCLND | Sierra | BIOGAS | BIOGAS | Lincoln Landfill Power Plant | 3.68 | 3.75 | 3.84 | 3.86 | 3.97 | 4 | 3.96 | 3.78 | 3.68 | 3.73 | 3.52 | 3.71 | N | North | FC
PSWEET_1_STCRUZ | CAISO System | BIOGAS | BIOGAS | Santa Cruz Energy LLC | 0 | 0 | 0 | 0 | 0 | 0 | 0 | 0 | 0 | 0 | 0 | 0 | Y | North | EO
SANLOB_1_LNDFIL | CAISO System | BIOGAS | BIOGAS | Cold Canyon | 0 | 0 | 0 | 0 | 0 | 0 | 0 | 0 | 0 | 0 | 0 | 0 | N | North | EO
SANTGO_2_LNDFL1 | LA Basin | BIOGAS | BIOGAS | Bowerman Power | 18.54 | 18.97 | 17.9 | 18.82 | 18.12 | 19.53 | 18.66 | 18.64 | 18.5 | 17.79 | 18.48 | 19.6 | N | South | FC
SAUGUS_7_CHIQCN | Big Creek-Ventura | BIOGAS | BIOGAS | Chiquita Canyon Landfill Fac | 5.55 | 5.28 | 5.34 | 5.43 | 5.63 | 5.37 | 5.14 | 5.34 | 4.81 | 5.25 | 5.46 | 5.45 | N | South | FC
SISQUC_1_SMARIA | CAISO System | BIOGAS | BIOGAS | Santa Maria II LFG Power Plant | 0.99 | 1.01 | 1 | 1.01 | 1.01 | 1.03 | 1.02 | 1.03 | 0.69 | 0.69 | 1.02 | 1.03 | N | North | FC
SMRCOS_6_LNDFIL | San Diego-IV | BIOGAS | BIOGAS | San Marcos Energy | 1.5 | 1.5 | 1.5 | 1.5 | 1.49 | 1.48 | 1.5 | 1.5 | 1.5 | 1.5 | 1.5 | 1.5 | N | South | FC
SNMALF_6_UNITS | NCNB | BIOGAS | BIOGAS | Sonoma County Landfill | 3.07 | 2.54 | 3.24 | 3.21 | 2.87 | 2.61 | 3.15 | 3.05 | 3.02 | 3.02 | 3.13 | 2.87 | N | North | FC
SUNSHN_2_LNDFL | Big Creek-Ventura | BIOGAS | BIOGAS | Sunshine Gas Producers | 17.49 | 16.89 | 17.35 | 16.58 | 17.14 | 16.97 | 16.4 | 15.75 | 15.88 | 15.59 | 16.8 | 15.43 | N | South | FC
USWND4_2_UNIT2 | CAISO System | BIOGAS | BIOGAS | Altamont Landfill Gas to Energy | 7.4 | 7.4 | 7.35 | 6.41 | 7.4 | 7.4 | 7.4 | 7.4 | 7.4 | 7.23 | 7.4 | 7.4 | Y | North | FC
WALNUT_7_WCOVST | LA Basin | BIOGAS | BIOGAS | MM West Covina - ST Unit | 4.88 | 4.87 | 4.87 | 5.22 | 5.16 | 5.12 | 5.07 | 5.02 | 4.99 | 4.77 | 4.94 | 4.94 | N | South | FC
WHEATL_6_LNDFIL | Sierra | BIOGAS | BIOGAS | G2 ENERGY, OSTROM ROAD LLC | 3.41 | 3.19 | 3.38 | 3.25 | 3.25 | 3.02 | 3.23 | 3.11 | 3.29 | 3.36 | 3.29 | 2.84 | N | North | FC
COLPIN_6_COLLNS | CAISO System | BIOMASS | BIOMASS | Collins Pine | 0 | 0 | 0 | 0 | 0 | 0 | 0 | 0 | 0 | 0 | 0 | 0 | N | North | EO
DAVIS_7_MNMETH | Sierra | BIOMASS | BIOMASS | MM Yolo Power LLC | 2.14 | 2.4 | 2.42 | 2.4 | 1.94 | 2.01 | 2 | 2.26 | 2.32 | 2.39 | 2.37 | 2.24 | N | North | FC
ESQUON_6_LNDFIL | CAISO System | BIOMASS | BIOMASS | Neal Road Landfill Generating Facility | 0 | 0 | 0 | 0 | 0 | 0 | 0 | 0 | 0 | 0 | 0 | 0 | N | North | EO
GUERNS_6_HD3BM3 | Fresno | BIOMASS | BIOMASS | Hanford Digester Genset 3 | 0 | 0 | 0 | 0 | 0 | 0 | 0 | 0 | 0 | 0 | 0 | 0 | Y | North | EO
GUERNS_6_VH2BM1 | Fresno | BIOMASS | BIOMASS | Hanford Digester Genset 2 | 0 | 0 | 0 | 0 | 0 | 0 | 0 | 0 | 0 | 0 | 0 | 0 | Y | North | EO
HINSON_6_SERRGN | LA Basin | BIOMASS | BIOMASS | Southeast Resource Recovery | 34 | 34 | 34 | 34 | 34 | 34 | 34 | 34 | 34 | 34 | 34 | 34 | Y | South | FC
KIRKER_7_KELCYN | Bay Area | BIOMASS | BIOMASS | KELLER CANYON LANDFILL GEN FACILICITY | 3.48 | 3.51 | 3.56 | 3.42 | 3.56 | 3.56 | 3.55 | 3.41 | 3.55 | 3.56 | 3.56 | 3.56 | N | North | FC
LAWRNC_7_SUNYVL | Bay Area | BIOMASS | BIOMASS | City of Sunnyvale Unit 1 and 2 | 0.11 | 0.04 | 0.07 | 0.14 | 0.16 | 0.13 | 0.12 | 0.15 | 0.13 | 0.07 | 0.09 | 0.18 | N | North | FC
OAK C_1_EBMUD | Bay Area | BIOMASS | BIOMASS | MWWTP PGS 1 - ENGINES | 1.67 | 1.56 | 1.51 | 1.68 | 1.23 | 1.46 | 1.39 | 1.7 | 1.89 | 1.67 | 1.6 | 1.96 | N | North | FC
RECTOR_2_TFDBM1 | Big Creek-Ventura | BIOMASS | BIOMASS | Two Fiets Dairy Digester | 0 | 0 | 0 | 0 | 0 | 0 | 0 | 0 | 0 | 0 | 0 | 0 | N | South | EO
TULARE_2_TULBM1 | Big Creek-Ventura | BIOMASS | BIOMASS | Tulare BioMAT Fuel Cell | 0 | 0 | 0 | 0 | 0 | 0 | 0 | 0 | 0 | 0 | 0 | 0 | N | South | EO
TUPMAN_1_BIOGAS | CAISO System | BIOMASS | BIOMASS | ABEC Bidart-Stockale #1 | 0.32 | 0.32 | 0.32 | 0.33 | 0.33 | 0.35 | 0.34 | 0.33 | 0.35 | 0.32 | 0.3 | 0.3 | N | North | FC
WALNUT_6_HILLGEN | LA Basin | BIOMASS | BIOMASS | Puente Hills | 22.26 | 22.75 | 22.47 | 21.68 | 21.05 | 21.96 | 22 | 21.88 | 21.69 | 21.18 | 20.96 | 20.91 | N | South | FC
BIOMAS_1_UNIT 1 | Sierra | Biomass/Wood | BIOMASS | WOODLAND BIOMASS | 15.98 | 15.69 | 7.86 | 8.07 | 8.06 | 7.5 | 7.93 | 8.07 | 15.24 | 8.03 | 12.07 | 16.22 | N | North | FC
BURNYF_2_UNIT 1 | CAISO System | Biomass/Wood | BIOMASS | Burney Forest Power | 28.71 | 29 | 28.68 | 29 | 29 | 28.85 | 29 | 29 | 29 | 28.56 | 28.88 | 29 | N | North | FC
COGNAT_1_UNIT | CAISO System | Biomass/Wood | BIOMASS | Stockton Biomas | 44.87 | 45 | 44.81 | 45 | 44.73 | 45 | 45 | 45 | 45 | 44.87 | 45 | 44.94 | N | North | FC
DIXNLD_1_LNDFL | Bay Area | Biomass/Wood | BIOMASS | Zero Waste Energy | 0.72 | 0.67 | 0.75 | 0.84 | 0.81 | 0.84 | 0.87 | 0.87 | 0.88 | 0.89 | 0.87 | 0.86 | N | North | FC
LASSEN_6_UNITS | CAISO System | Biomass/Wood | BIOMASS | Honey Lake Power | 30 | 30 | 30 | 30 | 30 | 30 | 30 | 30 | 30 | 30 | 30 | 30 | Y | North | FC
MTNPOS_1_UNIT | Kern | Biomass/Wood | BIOMASS | MT.POSO COGENERATION CO. | 29.05 | 28.4 | 17.44 | 28.88 | 31.82 | 39.72 | 41.67 | 40.55 | 39.56 | 39.3 | 38.79 | 27.09 | N | North | FC
PACLUM_6_UNIT | Humboldt | Biomass/Wood | BIOMASS | Humboldt Redwood | 14.62 | 12.54 | 11.91 | 11.66 | 14.79 | 15.29 | 14.72 | 12.65 | 14.37 | 15.23 | 13.29 | 14.04 | N | North | FC
SPBURN_2_UNIT 1 | CAISO System | Biomass/Wood | BIOMASS | Burney Biomass | 9.91 | 10.64 | 10.78 | 10.62 | 10.63 | 12.14 | 12.75 | 12.66 | 12.76 | 11.94 | 10.89 | 9.33 | N | North | FC
SPI LI_2_UNIT 1 | Sierra | Biomass/Wood | BIOMASS | Lincoln Biomass | 7.56 | 6.64 | 6.38 | 6.26 | 8.39 | 9.34 | 9.43 | 9.55 | 9.43 | 8.52 | 6.71 | 7.03 | N | North | FC
SPIAND_1_ANDSN2 | CAISO System | Biomass/Wood | BIOMASS | SPI Anderson 2 | 12.23 | 13.3 | 14.75 | 14.47 | 16.25 | 17.9 | 17.77 | 18.42 | 18.34 | 15.65 | 14.85 | 14.87 | N | North | FC
SPIFBD_1_PL1X2 | Stockton | Biomass/Wood | BIOMASS | SIERRA PACIFIC IND. (SONORA) | 2.62 | 2.61 | 2.72 | 2.58 | 3.03 | 3.29 | 3.55 | 3.78 | 3.72 | 3.12 | 2.78 | 2.54 | N | North | FC
SPQUIN_6_SRPCQU | CAISO System | Biomass/Wood | BIOMASS | Quincy Biomass | 18.25 | 16.86 | 16.76 | 14.42 | 19.08 | 21.09 | 19.62 | 14.76 | 13.92 | 10.5 | 9.59 | 15.22 | N | North | FC
STNRES_1_UNIT | Stockton | Biomass/Wood | BIOMASS | Covanta Stanislaus | 15.91 | 19.31 | 19.02 | 15.14 | 13.88 | 17.58 | 19.43 | 19.79 | 19.32 | 18.87 | 19.39 | 18.17 | N | North | FC
ULTPCH_1_UNIT 1 | Stockton | Biomass/Wood | BIOMASS | Pacific Ultrapower Chinese Station | 17.99 | 17.36 | 15.48 | 15.96 | 17.81 | 11.8 | 17.37 | 17.81 | 17 | 16.51 | 14.92 | 17.62 | N | North | FC
ULTPFR_1_UNIT 1 | Fresno | Biomass/Wood | BIOMASS | Rio Bravo Fresno | 22.81 | 23.17 | 23.93 | 18.63 | 23.2 | 22.81 | 22.94 | 16.1 | 14.8 | 14.6 | 18.88 | 21.77 | N | North | FC
ULTRCK_2_UNIT | Sierra | Biomass/Wood | BIOMASS | Rio Bravo Rocklin | 15.73 | 20.84 | 23.09 | 21.71 | 21.8 | 23.36 | 21.68 | 23.38 | 19.51 | 22.69 | 23.36 | 22.6 | N | North | FC
WADHAM_6_UNIT | CAISO System | Biomass/Wood | BIOMASS | Wadham Energy LP | 25 | 24.83 | 24.03 | 22.2 | 16.53 | 24.4 | 23.93 | 23.44 | 24.37 | 23.6 | 13.83 | 24.61 | N | North | FC
WSENGY_1_UNIT 1 | CAISO System | Biomass/Wood | BIOMASS | Wheelabrator Shasta | 34.04 | 34.05 | 34.05 | 32.98 | 34.04 | 34.04 | 34.2 | 37.12 | 36.18 | 33.92 | 32.97 | 34.06 | N | North | FC
AGRICO_7_UNIT | Fresno | CCGT | COMBINED GAS CYCLE | Fresno Cogen | 50.6 | 50.6 | 50.6 | 50.6 | 50.6 | 50.6 | 50.6 | 50.6 | 50.6 | 50.6 | 50.6 | 50.6 | Y | North | FC
ALAMIT_2_PL1X3 | LA Basin | CCGT | COMBINED GAS CYCLE | Alamitos Energy Center Unit 7 | 674.7 | 674.7 | 674.7 | 674.7 | 674.7 | 674.7 | 674.7 | 674.7 | 674.7 | 674.7 | 674.7 | 674.7 | Y | South | FC
ALAMIT_7_UNIT 3 | LA Basin | CCGT | COMBINED GAS CYCLE | ALAMITOS GEN STA. UNIT 3 | 326.76 | 326.76 | 326.76 | 326.76 | 326.76 | 326.76 | 326.76 | 326.76 | 326.76 | 326.76 | 326.76 | 326.76 | Y | South | FC
ALAMIT_7_UNIT 4 | LA Basin | CCGT | COMBINED GAS CYCLE | ALAMITOS GEN STA. UNIT 4 | 334.43 | 334.43 | 334.43 | 334.43 | 334.43 | 334.43 | 334.43 | 334.43 | 334.43 | 334.43 | 334.43 | 334.43 | Y | South | FC
ALAMIT_7_UNIT 5 | LA Basin | CCGT | COMBINED GAS CYCLE | ALAMITOS GEN STA. UNIT 5 | 480 | 480 | 480 | 480 | 480 | 480 | 480 | 480 | 480 | 480 | 480 | 480 | Y | South | FC
BUCKBL_2_PL1X3 | CAISO System | CCGT | COMBINED GAS CYCLE | Blythe Energy Center | 493.63 | 493.63 | 493.63 | 493.63 | 493.63 | 493.63 | 493.63 | 493.63 | 493.63 | 493.63 | 493.63 | 493.63 | Y | South | FC
CALPIN_1_AGNEW | Bay Area | CCGT | COMBINED GAS CYCLE | Agnews Power Plant | 28.56 | 28.56 | 28.56 | 28.56 | 28.56 | 28.56 | 28.56 | 28.56 | 28.56 | 28.56 | 28.56 | 28.56 | Y | North | FC
COLUSA_2_PL1X3 | CAISO System | CCGT | COMBINED GAS CYCLE | Colusa Generating Station | 630 | 630 | 630 | 630 | 618 | 612 | 606 | 604 | 607 | 614 | 623 | 628 | Y | North | FC
CORONS_6_CLRWTR | LA Basin | CCGT | COMBINED GAS CYCLE | Clearwater Power Plant | 28 | 28 | 28 | 28 | 28 | 28 | 28 | 28 | 28 | 28 | 28 | 28 | Y | South | FC
DELTA_2_PL1X4 | Bay Area | CCGT | COMBINED GAS CYCLE | DELTA ENERGY CENTER AGGREGATE | 880 | 880 | 880 | 875 | 880 | 880 | 873 | 873 | 873 | 880 | 880 | 880 | Y | North | FC
ELKHIL_2_PL1X3 | CAISO System | CCGT | COMBINED GAS CYCLE | ELK HILLS COMBINED CYCLE (AGGREGATE) | 400 | 400 | 400 | 400 | 400 | 400 | 400 | 400 | 400 | 400 | 400 | 400 | Y | North | FC
ELSEGN_2_UN1011 | LA Basin | CCGT | COMBINED GAS CYCLE | El Segundo Energy Center 5/6 | 274.31 | 274.31 | 274.31 | 274.31 | 274.31 | 274.31 | 274.31 | 274.31 | 274.31 | 274.31 | 274.31 | 274.31 | Y | South | FC
ELSEGN_2_UN2021 | LA Basin | CCGT | COMBINED GAS CYCLE | El Segundo Energy Center 7/8 | 271.74 | 271.74 | 271.74 | 271.74 | 271.74 | 271.74 | 271.74 | 271.74 | 271.74 | 271.74 | 271.74 | 271.74 | Y | South | FC
GATWAY_2_PL1X3 | Bay Area | CCGT | COMBINED GAS CYCLE | GATEWAY GENERATING STATION | 546 | 548 | 545 | 531 | 519 | 504 | 494 | 500 | 504 | 519 | 538 | 546 | Y | North | FC
GILROY_1_UNIT | Bay Area | CCGT | COMBINED GAS CYCLE | GILROY COGEN AGGREGATE | 120 | 120 | 120 | 120 | 115 | 115 | 115 | 115 | 115 | 120 | 120 | 120 | Y | North | FC
GRIFFI_2_LSPDYN | WALC | CCGT | COMBINED GAS CYCLE | Griffith Energy | 570 | 570 | 570 | 570 | 570 | 570 | 570 | 570 | 570 | 570 | 570 | 570
GRZZLY_1_BERKLY | Bay Area | CCGT | COMBINED GAS CYCLE | Berkeley Cogeneration | 0.43 | 7.57 | 0.22 | 2.81 | 0.67 | 0.4 | 0.33 | 0.31 | 0 | 0 | 0 | 0 | N | North | FC
HARBGN_7_UNITS | LA Basin | CCGT | COMBINED GAS CYCLE | HARBOR COGEN COMBINED CYCLE | 100 | 100 | 100 | 100 | 100 | 100 | 100 | 100 | 100 | 100 | 100 | 100 | Y | South | FC
HIDSRT_2_UNITS | CAISO System | CCGT | COMBINED GAS CYCLE | HIGH DESERT POWER PROJECT AGGREGATE | 850 | 850 | 850 | 850 | 850 | 850 | 850 | 850 | 850 | 850 | 850 | 850 | Y | South | FC
HNTGBH_2_PL1X3 | LA Basin | CCGT | COMBINED GAS CYCLE | Huntington Beach Energy | 673.8 | 673.8 | 673.8 | 673.8 | 673.8 | 673.8 | 673.8 | 673.8 | 673.8 | 673.8 | 673.8 | 673.8 | Y | South | FC
LAPLMA_2_UNIT 1 | CAISO System | CCGT | COMBINED GAS CYCLE | La Paloma Generating Plant Unit #1 | 267 | 267 | 267 | 267 | 267 | 267 | 267 | 267 | 267 | 267 | 267 | 267 | Y | North | FC
LAPLMA_2_UNIT 2 | CAISO System | CCGT | COMBINED GAS CYCLE | La Paloma Generating Plant Unit #2 | 266 | 266 | 266 | 266 | 266 | 266 | 266 | 266 | 266 | 266 | 266 | 266 | Y | North | FC
LAPLMA_2_UNIT 3 | CAISO System | CCGT | COMBINED GAS CYCLE | La Paloma Generating Plant Unit #3 | 266 | 266 | 266 | 266 | 266 | 266 | 266 | 266 | 266 | 266 | 266 | 266 | Y | North | FC
LAPLMA_2_UNIT 4 | CAISO System | CCGT | COMBINED GAS CYCLE | LA PALOMA GENERATING PLANT, UNIT #4 | 267 | 267 | 267 | 267 | 267 | 267 | 267 | 267 | 267 | 267 | 267 | 267 | Y | North | FC
LAROA2_2_UNITA1 | San Diego-IV | CCGT | COMBINED GAS CYCLE | LR2 | 322 | 322 | 322 | 322 | 322 | 322 | 322 | 322 | 322 | 322 | 322 | 322 | Y | South | FC
LEBECS_2_UNITS | Big Creek-Ventura | CCGT | COMBINED GAS CYCLE | Pastoria Energy Facility | 799.47 | 799.47 | 795 | 785 | 775 | 775 | 775 | 775 | 775 | 785 | 799.47 | 799.47 | Y | South | FC
LECEF_1_UNITS | Bay Area | CCGT | COMBINED GAS CYCLE | LOS ESTEROS ENERGY FACILITY AGGREGATE | 304 | 304 | 304 | 303 | 303 | 302 | 302 | 299 | 302 | 303 | 303 | 303 | Y | North | FC
LGHTHP_6_ICEGEN | LA Basin | CCGT | COMBINED GAS CYCLE | CARSON COGENERATION | 48 | 48 | 48 | 48 | 48 | 48 | 48 | 48 | 48 | 48 | 48 | 48 | Y | South | FC
LMEC_1_PL1X3 | Bay Area | CCGT | COMBINED GAS CYCLE | Los Medanos Energy Center AGGREGATE | 580 | 580 | 580 | 580 | 580 | 580 | 580 | 580 | 580 | 580 | 580 | 580 | Y | North | FC
LODI25_2_UNIT 1 | Stockton | CCGT | COMBINED GAS CYCLE | LODI GAS TURBINE | 23.8 | 23.8 | 23.8 | 23.8 | 23.8 | 23.8 | 23.8 | 23.8 | 23.8 | 23.8 | 23.8 | 23.8 | Y | North | FC
LODIEC_2_PL1X2 | Sierra | CCGT | COMBINED GAS CYCLE | Lodi Energy Center | 302.58 | 302.58 | 302.58 | 302.58 | 302.58 | 302.58 | 302.58 | 302.58 | 302.58 | 302.58 | 302.58 | 302.58 | Y | North | FC
MAGNLA_6_ANAHEIM | LADWP | CCGT | COMBINED GAS CYCLE | Magnolia Power Plant Anaheim | 109 | 109 | 109 | 109 | 109 | 109 | 109 | 109 | 109 | 109 | 109 | 109
MAGNLA_6_CERRITOS | LADWP | CCGT | COMBINED GAS CYCLE | Magnolia Power Plant Cerritos | 12 | 12 | 12 | 12 | 12 | 12 | 12 | 12 | 12 | 12 | 12 | 12
MAGNLA_6_COLTON | LADWP | CCGT | COMBINED GAS CYCLE | Magnolia Power Project | 12 | 12 | 12 | 12 | 12 | 12 | 12 | 12 | 12 | 12 | 12 | 12
MAGNLA_6_PASADENA | LADWP | CCGT | COMBINED GAS CYCLE | Magnolia Power Plant - PASADENA | 18 | 18 | 18 | 18 | 18 | 18 | 18 | 18 | 18 | 18 | 18 | 18
METEC_2_PL1X3 | Bay Area | CCGT | COMBINED GAS CYCLE | Metcalf Energy Center | 597.05 | 597.05 | 597.05 | 597.05 | 597.05 | 597.05 | 597.05 | 597.05 | 597.05 | 597.05 | 597.05 | 597.05 | Y | North | FC
MOSSLD_2_PSP1 | Bay Area | CCGT | COMBINED GAS CYCLE | MOSS LANDING POWER BLOCK 1 | 510 | 510 | 510 | 510 | 510 | 510 | 510 | 510 | 510 | 510 | 510 | 510 | Y | North | FC
MOSSLD_2_PSP2 | Bay Area | CCGT | COMBINED GAS CYCLE | MOSS LANDING POWER BLOCK 2 | 510 | 510 | 510 | 510 | 510 | 510 | 510 | 510 | 510 | 510 | 510 | 510 | Y | North | FC
MRCHNT_2_PL1X3 | CAISO System | CCGT | COMBINED GAS CYCLE | Desert Star Energy Center | 419.25 | 419.25 | 419.25 | 419.25 | 419.25 | 419.25 | 419.25 | 419.25 | 419.25 | 419.25 | 419.25 | 419.25 | Y | South | PD | 419.25
NGILAA_5_SDGDYN | AZPS | CCGT | COMBINED GAS CYCLE | NGILAA_5_SDGDYN | 57 | 57 | 57 | 57 | 57 | 57 | 57 | 57 | 57 | 57 | 57 | 57
ORMOND_7_UNIT 1 | Big Creek-Ventura | CCGT | COMBINED GAS CYCLE | ORMOND BEACH GEN STA. UNIT 1 | 741.27 | 741.27 | 741.27 | 741.27 | 741.27 | 741.27 | 741.27 | 741.27 | 741.27 | 741.27 | 741.27 | 741.27 | Y | South | FC
ORMOND_7_UNIT 2 | Big Creek-Ventura | CCGT | COMBINED GAS CYCLE | ORMOND BEACH GEN STA. UNIT 2 | 750 | 750 | 750 | 750 | 750 | 750 | 750 | 750 | 750 | 750 | 750 | 750 | Y | South | FC
OTMESA_2_PL1X3 | San Diego-IV | CCGT | COMBINED GAS CYCLE | OTAY MESA ENERGY CENTER | 603.6 | 603.6 | 603.6 | 603.6 | 603.6 | 603.6 | 603.6 | 603.6 | 603.6 | 603.6 | 603.6 | 603.6 | Y | South | FC
PALOMR_2_PL1X3 | San Diego-IV | CCGT | COMBINED GAS CYCLE | Palomar Energy Center | 588.21 | 588.21 | 588.21 | 588.21 | 588.21 | 588.21 | 588.21 | 588.21 | 588.21 | 588.21 | 588.21 | 588.21 | Y | South | FC
RUSCTY_2_UNITS | Bay Area | CCGT | COMBINED GAS CYCLE | Russell City Energy Center | 615.18 | 615.18 | 615.18 | 612.7 | 607.7 | 601 | 597.4 | 597.4 | 600.9 | 606.1 | 615.18 | 615.18 | Y | North | FC
SANITR_6_UNITS | LA Basin | CCGT | COMBINED GAS CYCLE | LACSD CARSON WATER POLLUTION AGGREGATE | 1.05 | 1.1 | 0.2 | 0.18 | 0.66 | 0.65 | 0.84 | 1.11 | 1.09 | 0.78 | 0.66 | 0.52 | N | South | FC
SBERDO_2_PSP3 | LA Basin | CCGT | COMBINED GAS CYCLE | Mountainview Gen Sta. Unit 3 | 555 | 555 | 555 | 555 | 555 | 555 | 555 | 555 | 555 | 555 | 555 | 555 | Y | South | FC
SBERDO_2_PSP4 | LA Basin | CCGT | COMBINED GAS CYCLE | Mountainview Gen Sta. Unit 4 | 555 | 555 | 555 | 555 | 555 | 555 | 555 | 555 | 555 | 555 | 555 | 555 | Y | South | FC
SCHLTE_1_PL1X3 | Stockton | CCGT | COMBINED GAS CYCLE | Tracy Combined Cycle Power Plant | 336.04 | 336.04 | 336.04 | 336.04 | 336.04 | 336.04 | 336.04 | 336.04 | 336.04 | 336.04 | 336.04 | 336.04 | Y | North | FC
SGREGY_6_SANGER | Fresno | CCGT | COMBINED GAS CYCLE | Algonquin Power Sanger 2 | 48.08 | 48.08 | 48.08 | 48.08 | 48.08 | 48.08 | 48.08 | 48.08 | 48.08 | 48.08 | 48.08 | 48.08 | Y | North | FC
SUNRIS_2_PL1X3 | CAISO System | CCGT | COMBINED GAS CYCLE | Sunrise Power Project AGGREGATE II | 586.02 | 586.02 | 586.02 | 586.02 | 586.02 | 586.02 | 586.02 | 586.02 | 586.02 | 586.02 | 586.02 | 586.02 | Y | North | FC
SUTTER_2_CISO | BANC | CCGT | COMBINED GAS CYCLE | Sutter Power Plant Pseudo-CISO | 275 | 275 | 275 | 275 | 275 | 275 | 275 | 275 | 275 | 275 | 275 | 275
TERMEX_2_PL1X3 | San Diego-IV | CCGT | COMBINED GAS CYCLE | TDM | 605 | 605 | 605 | 605 | 601 | 593 | 591 | 593 | 596 | 605 | 605 | 605 | Y | South | FC
VERNON_6_MALBRG | LA Basin | CCGT | COMBINED GAS CYCLE | Malburg Generating Station | 139 | 139 | 139 | 139 | 139 | 139 | 139 | 139 | 139 | 139 | 139 | 139 | Y | South | FC
WSNR_2_CVPDYN | BANC | CCGT | COMBINED GAS CYCLE | Central Valley 1 | 10 | 10 | 10 | 10 | 10 | 10 | 10 | 10 | 10 | 10 | 10 | 10
WSNR_2_TESLADYN | BANC | CCGT | COMBINED GAS CYCLE | Central Valley Tesla | 10 | 10 | 10 | 10 | 10 | 10 | 10 | 10 | 10 | 10 | 10 | 10
WSNR_5_TRCYDYN | BANC | CCGT | COMBINED GAS CYCLE | Central Valley Tracy | 10 | 10 | 10 | 10 | 10 | 10 | 10 | 10 | 10 | 10 | 10 | 10
ARCOGN_2_UNITS | LA Basin | CHP | COGEN | WATSON COGENERATION | 305 | 305 | 305 | 305 | 305 | 305 | 305 | 305 | 305 | 305 | 305 | 305 | Y | South | FC
CHARMN_2_PGONG1 | Big Creek-Ventura | CHP | COGEN | PROCTER AND GAMBLE OXNARD I | 19.17 | 18.8 | 17.87 | 18.55 | 18.27 | 18.02 | 18.39 | 19.61 | 18.64 | 18.9 | 15.88 | 18.73 | N | South | FC
CHEVCD_6_UNIT | CAISO System | CHP | COGEN | CHEVRON USA (TAFT/CADET) | 1.05 | 1.72 | 1.6 | 1.42 | 1.32 | 1.73 | 1.51 | 1.59 | 1.63 | 1.53 | 1.77 | 1.46 | N | North | FC
CHEVCO_6_UNIT 1 | Fresno | CHP | COGEN | CHEVRON USA (COALINGA) | 1.11 | 0.99 | 1.31 | 1.13 | 1.63 | 1.87 | 1.73 | 2.24 | 2.54 | 1.9 | 1.25 | 1.08 | N | North | FC
CHEVCO_6_UNIT 2 | Fresno | CHP | COGEN | AERA ENERGY LLC. (COALINGA) | 0.92 | 0.92 | 1.03 | 0.96 | 0.93 | 0.84 | 0.76 | 0.73 | 0.79 | 0.95 | 1.01 | 1.05 | N | North | FC
CHEVCY_1_UNIT | CAISO System | CHP | COGEN | CHEVRON USA (CYMRIC) | 3.74 | 3.14 | 2.49 | 2.77 | 2.69 | 2.92 | 2.78 | 1.98 | 1.79 | 2 | 1.75 | 2.15 | N | North | FC
CHEVMN_2_UNITS | LA Basin | CHP | COGEN | CHEVRON U.S.A. UNITS 1 & 2 AGGREGATE | 3.84 | 4.11 | 8.28 | 26.35 | 6.88 | 5.52 | 13.32 | 7.93 | 13.95 | 7.64 | 6.21 | 1.26 | N | South | FC
CHINO_6_CIMGEN | LA Basin | CHP | COGEN | Chino Co-Generation | 26 | 26 | 26 | 26 | 26 | 26 | 26 | 26 | 26 | 26 | 26 | 26 | Y | South | FC
CONTRL_1_QF | CAISO System | CHP | COGEN | CONTROL QFS | 0.56 | 0.6 | 0.59 | 0.84 | 0.57 | 0.67 | 0.64 | 0.59 | 0.66 | 0.53 | 0.56 | 0.53 | N | South | FC
CROKET_7_UNIT | Bay Area | CHP | COGEN | CROCKETT COGEN | 217.11 | 217.33 | 145.95 | 226.42 | 223.9 | 225.62 | 221.95 | 223 | 215.29 | 218.19 | 211.4 | 206.77 | N | North | FC
CSCCOG_1_UNIT 1 | Bay Area | CHP | COGEN | SANTA CLARA CO-GEN | 6 | 6 | 6 | 6 | 6 | 6 | 6 | 6 | 6 | 6 | 6 | 6 | Y | North | FC
CSTRVL_7_QFUNTS | CAISO System | CHP | COGEN | Castroville QF Aggregate | 0.04 | 0.06 | 0.15 | 0.07 | 0.04 | 0.08 | 0.07 | 0.09 | 0.09 | 0.07 | 0.05 | 0.03 | N | North | FC
CUMMNG_6_SUNCT1 | CAISO System | CHP | COGEN | SunSelect 1 | 3.33 | 3.39 | 3.04 | 3.01 | 3.34 | 3.54 | 3.53 | 3.56 | 3.4 | 3.16 | 3.38 | 3.45 | Y | South | FC
DEXZEL_1_UNIT | Kern | CHP | COGEN | Western Power and Steam Cogeneration | 20 | 20 | 20 | 20 | 20 | 20 | 20 | 20 | 20 | 20 | 20 | 20 | Y | North | FC
DISCOV_1_CHEVRN | Kern | CHP | COGEN | CHEVRON USA (EASTRIDGE) | 4.7 | 7.04 | 5.36 | 4.58 | 4.9 | 5.21 | 5.07 | 6.33 | 6.34 | 3.62 | 4.2 | 4.22 | N | North | FC
FELLOW_7_QFUNTS | CAISO System | CHP | COGEN | Fellow QF Aggregate | 2.44 | 2.39 | 2.43 | 2.42 | 2.73 | 2.7 | 2.58 | 2.6 | 2.76 | 2.82 | 2.78 | 2.82 | N | North | FC
GOLETA_2_QF | Big Creek-Ventura | CHP | COGEN | GOLETA QFS | 0.02 | 0.05 | 0.05 | 0.08 | 0.11 | 0.11 | 0.12 | 0.11 | 0.11 | 0.09 | 0.05 | 0.03 | N | South | FC
GOLETA_6_EXGEN | Big Creek-Ventura | CHP | COGEN | EXXON COMPANY USA | 0 | 0 | 0 | 0 | 0 | 0 | 0 | 0 | 0 | 0 | 0 | 0 | N | South | FC
GRNLF2_1_UNIT | Sierra | CHP | COGEN | GREENLEAF II COGEN | 49.2 | 49.2 | 49.2 | 49.2 | 49.2 | 49.2 | 49.2 | 49.2 | 49.2 | 49.2 | 49.2 | 49.2 | Y | North | FC
HOLGAT_1_BORAX | CAISO System | CHP | COGEN | U.S. Borax, Unit 1 | 17.17 | 15.12 | 13.09 | 4.87 | 7.33 | 13.88 | 12.08 | 11.68 | 13.9 | 14.74 | 15.84 | 14.94 | N | South | FC
IGNACO_1_QF | NCNB | CHP | COGEN | SMALL QF AGGREGATION - VALLEJO/DINSMORE | 0.01 | 0.02 | 0.02 | 0.01 | 0.01 | 0.01 | 0.02 | 0.01 | 0.01 | 0.01 | 0.01 | 0.01 | N | North | FC
KNGBRG_1_KBSLR1 | Fresno | CHP | COGEN | Kingsburg1 | 0 | 0 | 0 | 0 | 0 | 0 | 0 | 0 | 0 | 0 | 0 | 0 | N | North | EO
KNGBRG_1_KBSLR2 | Fresno | CHP | COGEN | Kingsburg2 | 0 | 0 | 0 | 0 | 0 | 0 | 0 | 0 | 0 | 0 | 0 | 0 | N | North | EO
MISSIX_1_QF | Bay Area | CHP | COGEN | SMALL QF AGGREGATION - SAB FRABCUSCI | 0.01 | 0.01 | 0.01 | 0.01 | 0.01 | 0.01 | 0.01 | 0.01 | 0.01 | 0.01 | 0.01 | 0.01 | N | North | FC
MOORPK_6_QF | Big Creek-Ventura | CHP | COGEN | MOORPARK QFS | 0.01 | 0.06 | 0.02 | 0 | 0 | 0.04 | 0.04 | 0.28 | 0.4 | 0.4 | 0.4 | 0.39 | N | South | FC
MSSION_2_QF | San Diego-IV | CHP | COGEN | SMALL QF AGGREGATION - SAN DIEGO | 0.15 | 0.15 | 0.15 | 0.19 | 0.29 | 0.33 | 0.3 | 0.32 | 0.32 | 0.28 | 0.26 | 0.16 | N | South | FC
MURRAY_6_UNIT | San Diego-IV | CHP | COGEN | Grossmont Hospital | 0 | 0 | 0 | 0 | 0 | 0 | 0 | 0 | 0 | 0 | 0 | 0 | N | South | EO
NEWARK_1_QF | Bay Area | CHP | COGEN | NEWARK 1 QF | 0.03 | 0.03 | 0.03 | 0.03 | 0.03 | 0.03 | 0.03 | 0.03 | 0.03 | 0.03 | 0.03 | 0.03 | N | North | FC
OLINDA_7_BLKSND | LA Basin | CHP | COGEN | BlackSand Generating Facility | 0.11 | 0.1 | 0.15 | 0.22 | 0.29 | 0.38 | 0.36 | 0.25 | 0.98 | 1.28 | 1.04 | 1.48 | N | South | FC
OMAR_2_UNIT 4 | Big Creek-Ventura | CHP | COGEN | KERN RIVER COGENERATION CO. UNIT 4 | 75 | 75 | 75 | 75 | 74 | 73.33 | 73.67 | 73.67 | 74.33 | 75 | 75 | 75 | Y | South | FC
OROVIL_6_UNIT | Sierra | CHP | COGEN | Oroville Cogeneration, LP | 7.5 | 7.5 | 7.5 | 7.5 | 7.5 | 7.5 | 7.5 | 7.5 | 7.5 | 7.5 | 7.5 | 7.5 | Y | North | FC
PLMSSR_6_HISIER | CAISO System | CHP | COGEN | High Sierra Cogeneration Aggregate | 6 | 6 | 6 | 6 | 6 | 6 | 6 | 6 | 6 | 6 | 6 | 6 | Y | North | FC
RVSIDE_6_SPRING | LA Basin | CHP | COGEN | SPRINGS GENERATION PROJECT AGGREGATE | 36 | 36 | 36 | 36 | 36 | 36 | 36 | 36 | 36 | 36 | 36 | 36 | Y | South | FC
SALIRV_2_UNIT | CAISO System | CHP | COGEN | Salinas River Cogeneration | 23.11 | 22 | 23.11 | 21.52 | 17.17 | 19.17 | 17.55 | 19.23 | 19.61 | 19.48 | 21.65 | 23.33 | N | North | FC
SAMPSN_6_KELCO1 | San Diego-IV | CHP | COGEN | KELCO QUALIFYING FACILITY | 1.03 | 1.05 | 2.18 | 2.77 | 3.33 | 3.81 | 2.44 | 1.59 | 3.62 | 1.85 | 1.24 | 2.21 | N | South | FC
SAUGUS_6_QF | Big Creek-Ventura | CHP | COGEN | SAUGUS QFS | 0.07 | 0.2 | 0.14 | 0.4 | 0.23 | 0.19 | 0.27 | 0.59 | 1 | 1 | 1 | 0.97 | N | South | FC
SEARLS_7_ARGUS | CAISO System | CHP | COGEN | Argus Cogeneration | 4.75 | 5.75 | 4.49 | 4.47 | 3.15 | 2.06 | 1.14 | 1.48 | 3.39 | 4.18 | 3.73 | 4.61 | N | South | FC
SMPRIP_1_SMPSON | CAISO System | CHP | COGEN | Ripon Cogeneration Unit 1 | 46.05 | 46.05 | 46.05 | 46.05 | 46.05 | 46.05 | 46.05 | 46.05 | 46.05 | 46.05 | 46.05 | 46.05 | Y | North | FC
SNCLRA_2_HOWLNG | Big Creek-Ventura | CHP | COGEN | Houwelings Nurseries Oxnard, Inc | 6.1 | 6.85 | 6.43 | 5.62 | 4.44 | 6.64 | 5.02 | 5.03 | 5.48 | 2.97 | 3.65 | 2.82 | N | South | FC
SNCLRA_2_UNIT | Big Creek-Ventura | CHP | COGEN | Channel Islands Power | 27.5 | 27.5 | 27.5 | 27.5 | 27.5 | 27.5 | 27.5 | 27.5 | 27.5 | 27.5 | 27.5 | 27.5 | Y | South | FC
SNCLRA_2_UNIT1 | Big Creek-Ventura | CHP | COGEN | New Indy Oxnard | 27.8 | 27.8 | 27.8 | 27.8 | 27.8 | 27.8 | 27.8 | 27.8 | 27.8 | 27.8 | 27.8 | 27.8 | Y | South | FC
SNCLRA_6_OXGEN | Big Creek-Ventura | CHP | COGEN | OXGEN | 47.7 | 47.7 | 47.7 | 47.7 | 47.7 | 47.7 | 47.7 | 47.7 | 47.7 | 47.7 | 47.7 | 47.7 | Y | South | FC
SNCLRA_6_PROCGN | Big Creek-Ventura | CHP | COGEN | Procter and Gamble Oxnard 2 | 28.35 | 22.46 | 28.38 | 28.33 | 28.21 | 28.06 | 27.46 | 19.41 | 19.22 | 19.2 | 19.24 | 19.44 | N | South | FC
SRINTL_6_UNIT | Bay Area | CHP | COGEN | SRI INTERNATIONAL | 1.32 | 1.24 | 1.36 | 1.39 | 1.32 | 1.09 | 1 | 0.96 | 0.9 | 0.98 | 1.23 | 1.27 | N | North | FC
STOILS_1_UNITS | Bay Area | CHP | COGEN | Chevron Richmond Refinery | 0 | 0 | 0 | 0 | 0 | 0 | 5.33 | 9.44 | 0 | 11.34 | 16.56 | 0 | N | North | FC
SUNSET_2_UNITS | CAISO System | CHP | COGEN | MIDWAY SUNSET COGENERATION PLANT | 248 | 248 | 248 | 245 | 240 | 234 | 229 | 229 | 231 | 243 | 246 | 248 | Y | North | FC
SYCAMR_2_UNIT 1 | Big Creek-Ventura | CHP | COGEN | Sycamore Cogeneration Unit 1 | 74 | 74 | 74 | 74 | 74 | 74 | 74 | 74 | 74 | 74 | 74 | 74 | N | South | FC
SYCAMR_2_UNIT 3 | Big Creek-Ventura | CHP | COGEN | Sycamore Cogeneration Unit 3 | 74 | 74 | 74 | 74 | 74 | 74 | 74 | 74 | 74 | 74 | 74 | 74 | Y | South | FC
TANHIL_6_SOLART | CAISO System | CHP | COGEN | Berry Cogen 18 | 12.04 | 12.08 | 11.77 | 12.17 | 12.38 | 11.78 | 11.36 | 11.05 | 11.1 | 12.04 | 11.36 | 11.07 | N | North | FC
TENGEN_2_PL1X2 | Big Creek-Ventura | CHP | COGEN | Placerita Canyon Cogen | 37.7 | 37.7 | 37.7 | 37.7 | 37.7 | 37.7 | 37.7 | 37.7 | 37.7 | 37.7 | 37.7 | 37.7 | Y | South | FC
TESLA_1_QF | CAISO System | CHP | COGEN | SMALL QF AGGREGATION - STOCKTON | 0.09 | 0.07 | 0.1 | 0.13 | 0.17 | 0.32 | 0.23 | 0.2 | 0.17 | 0.07 | 0.04 | 0.07 | N | North | FC
TIDWTR_2_UNITS | Bay Area | CHP | COGEN | MARTINEZ COGEN LIMITED PARTNERSHIP | 33.06 | 37.66 | 30.76 | 37.11 | 52.09 | 49.61 | 52.59 | 81.9 | 88.36 | 88.04 | 43.35 | 40.43 | N | North | FC
TXMCKT_6_UNIT | CAISO System | CHP | COGEN | McKittrick Cogen | 4.14 | 3.98 | 3.48 | 4.26 | 3.99 | 4.06 | 3.85 | 3.93 | 3.96 | 3.82 | 3.83 | 4.1 | N | North | FC
UNOCAL_1_UNITS | Bay Area | CHP | COGEN | TOSCO (RODEO PLANT) | 4.22 | 5.24 | 4.86 | 3.83 | 2.59 | 4.47 | 2.87 | 2.19 | 2.63 | 4.34 | 2.75 | 3.17 | N | North | FC
UNVRSY_1_UNIT 1 | CAISO System | CHP | COGEN | Berry Cogen 38 - Unit 1 | 35.76 | 31.33 | 35.27 | 30.82 | 34.6 | 33.48 | 33.01 | 32.07 | 31.52 | 28.94 | 34.85 | 34.73 | N | North | FC
VEDDER_1_SEKERN | Kern | CHP | COGEN | TEXACO EXPLORATION & PROD (SE KERN RIVER | 1.82 | 2.98 | 3.11 | 2.66 | 2.62 | 2.06 | 2.69 | 3.04 | 2.58 | 4.17 | 3.04 | 2.47 | N | North | FC
VESTAL_2_UNIT1 | Big Creek-Ventura | CHP | COGEN | CALGREN-PIXLEY | 2.38 | 2.46 | 2.16 | 1.86 | 1.89 | 2 | 2.06 | 2.69 | 3 | 3.17 | 3.27 | 3.29 | N | South | FC
VISTA_6_QF | LA Basin | CHP | COGEN | VISTA QFS | 0.01 | 0.01 | 0.01 | 0.01 | 0.04 | 0.06 | 0.08 | 0.1 | 0.07 | 0.05 | 0.03 | 0.02 | N | South | FC
YUBACT_1_SUNSWT | Sierra | CHP | COGEN | YUBA CITY COGEN | 49.97 | 49.97 | 49.97 | 49.97 | 49.97 | 49.97 | 49.97 | 49.97 | 49.97 | 49.97 | 49.97 | 49.97 | Y | North | FC
INTMNT_3_ANAHEIM | LADWP | COAL | COAL | Intermountain Power Project | 234 | 234 | 234 | 234 | 234 | 234 | 234 | 234 | 234 | 234 | 234 | 234
INTMNT_3_PASADENA | LADWP | COAL | COAL | Intermountain Power Project | 107 | 107 | 107 | 107 | 107 | 107 | 107 | 107 | 107 | 107 | 107 | 107
INTMNT_3_RIVERSIDE | LADWP | COAL | COAL | IPPDYN | 136 | 136 | 136 | 136 | 136 | 136 | 136 | 136 | 136 | 136 | 136 | 136
VERNON_6_GONZL1 | LA Basin | CCGT | COMBINED GAS CYCLE | H. Gonzales Unit #1 | 5.75 | 5.75 | 5.75 | 5.75 | 5.75 | 5.75 | 5.75 | 5.75 | 5.75 | 5.75 | 5.75 | 5.75 | Y | South | FC
VERNON_6_GONZL2 | LA Basin | CCGT | COMBINED GAS CYCLE | H. Gonzales Unit #2 | 5.75 | 5.75 | 5.75 | 5.75 | 5.75 | 5.75 | 5.75 | 5.75 | 5.75 | 5.75 | 5.75 | 5.75 | Y | South | FC
PGCC_1_PDRP02 | Bay Area | DR | DEMAND | PGCC_1_PDRP02 | 0.5 | 0.8 | 0.2 | 0.35 | 1.6 | 1.6 | 1.78 | 1.78 | 1.4 | 0 | 0 | 0 | Y | North | FC
PGCC_1_PDRP04 | Bay Area | DR | DEMAND | PGCC_1_PDRP04 | OCT: 0.4; NOV: 0; DEC: 0 | Y | North | FC
PGCC_1_PDRP13 | Bay Area | DR | DEMAND | PGCC_1_PDRP13 | JUN: 0.2; JUL: 0.18; AUG: 0; SEP: 0; OCT: 0; NOV: 0; DEC: 0 | Y | North | FC
PGCC_1_PDRP16 | Bay Area | DR | DEMAND | PGCC_1_PDRP16 |  | 0.13 | 0 | 0.12 | 0 | 0 | 0 | 0 | 0 | 0.91 | 0 | 0 | Y | North | FC
PGCC_1_PDRP17 | Bay Area | DR | DEMAND | PGCC_1_PDRP17 | 0.3 | 0.16 | 0 | 0.12 | 0.69 | 0.38 | 0.35 | 0.38 | 0.26 | 0.71 | 0 | 0 | Y | North | FC
PGCC_1_PDRP18 | Bay Area | DR | DEMAND | PGCC_1_PDRP18 |  | 0.11 | 0.6 | 0 | 0.68 | 0.99 | 0 | 0 | 0 | 0 | 0 | 0 | Y | North | FC
PGCC_1_PDRP19 | Bay Area | DR | DEMAND | PGCC_1_PDRP19 |  | 0.37 | 0 | 0.37 | 0.64 | 0.91 | 0.11 | 0.23 | 0.13 | 0 | 0 | 0 | Y | North | FC
PGCC_1_PDRP20 | Bay Area | DR | DEMAND | PGCC_1_PDRP20 | OCT: 0.14; NOV: 0; DEC: 0 | Y | North | FC
PGCC_1_PDRP21 | Bay Area | DR | DEMAND | PGCC_1_PDRP21 |  |  |  |  | 0.53 | 0 | 0 | 0.14 | 0.23 | 0.1 | 0 | 0 | Y | North | FC
PGCC_1_PDRP22 | Bay Area | DR | DEMAND | PGCC_1_PDRP22 | 0.11 | 0 | 0 | 0 | 0 | 0 | 0.11 | 0 | 0.14 | 0 | 0 | 0 | Y | North | FC
PGCC_1_PDRP24 | Bay Area | DR | DEMAND | VLTS_PDR_PGCC_01 | 0.95 | 0.91 | 0.91 | 0.91 | 0.91 | 0.85 | 0.91 | 0.91 | 0.85 | 0.85 | 0 | 0 | Y | North | FC
PGCC_1_PDRP25 | Bay Area | DR | DEMAND | PGCC_1_PDRP25 | AUG: 0.11; SEP: 0.84; OCT: 0; NOV: 0; DEC: 0 | Y | North | FC
PGCC_1_PDRP32 | Bay Area | DR | DEMAND | PGCC_1_PDRP32 | JUL: 0.15; AUG: 0; SEP: 0.1; OCT: 0; NOV: 0; DEC: 0 | Y | North | FC
PGCC_1_PDRP34 | Bay Area | DR | DEMAND | PGCC_1_PDRP34 | 0.37 | 0 | 0 | 0 | 0.25 | 0.22 | 0.27 | 0.27 | 0.27 | 0.32 | 0 | 0 | Y | North | FC
PGCC_1_PDRP35 | Bay Area | DR | DEMAND | PGCC_1_PDRP35 | AUG: 0.13; SEP: 0; OCT: 0; NOV: 0; DEC: 0 | Y | North | FC
PGCC_1_PDRP41 | Bay Area | DR | DEMAND | VLTS_PDR_PGCC_03 |  |  |  | 1.07 | 2.13 | 1.07 | 1.07 | 1.07 | 1.07 | 0.93 | 0 | 0 | Y | North | FC
PGEB_2_PDRP08 | Bay Area | DR | DEMAND | PGEB_2_PDRP08 | 0.5 | 0.8 | 0.2 | 0 | 1.75 | 1.9 | 1.63 | 1.55 | 1.6 | 0.6 | 0 | 0 | Y | North | FC
PGEB_2_PDRP09 | Bay Area | DR | DEMAND | PGEB_2_PDRP09 | 0.12 | 0.22 | 0.15 | 0.2 | 0.2 | 0.2 | 0.18 | 0.1 | 0 | 0.19 | 0 | 0 | Y | North | FC
PGEB_2_PDRP10 | Bay Area | DR | DEMAND | PGEB_2_PDRP10 | 0.12 | 0.21 | 0.15 | 0.2 | 0.17 | 0.1 | 0.17 | 0.1 | 0 | 0.16 | 0 | 0 | Y | North | FC
PGEB_2_PDRP100 | Bay Area | DR | DEMAND | PGEB_2_PDRP100 | JUN: 0.99; JUL: 0; AUG: 0; SEP: 0; OCT: 0; NOV: 0; DEC: 0 | Y | North | FC
PGEB_2_PDRP101 | Bay Area | DR | DEMAND | PGEB_2_PDRP101 | JUN: 0.99; JUL: 0; AUG: 0.75; SEP: 0; OCT: 0; NOV: 0; DEC: 0 | Y | North | FC
PGEB_2_PDRP102 | Bay Area | DR | DEMAND | PGEB_2_PDRP102 | SEP: 0.67; OCT: 0.75; NOV: 0; DEC: 0 | Y | North | FC
PGEB_2_PDRP104 | Bay Area | DR | DEMAND | PGEB_2_PDRP104 | AUG: 0.17; SEP: 0.92; OCT: 0; NOV: 0; DEC: 0 | Y | North | FC
PGEB_2_PDRP105 | Bay Area | DR | DEMAND | PGEB_2_PDRP105 |  |  | 0.89 | 0 | 0.62 | 0 | 0 | 0 | 0 | 0 | 0 | 0 | Y | North | FC
PGEB_2_PDRP107 | Bay Area | DR | DEMAND | VLTS_PDR_PGEB_02 | 0.17 | 0.21 | 0.21 | 0.21 | 0.37 | 0.35 | 0.37 | 0.37 | 0.37 | 0.37 | 0 | 0 | Y | North | FC
PGEB_2_PDRP111 | Bay Area | DR | DEMAND | VLTS_PDR_PGEB_03 | 0.14 | 0.16 | 0.16 | 0.16 | 0.16 | 0.15 | 0.16 | 0.16 | 0.16 | 0.16 | 0 | 0 | Y | North | FC
PGEB_2_PDRP21 | Bay Area | DR | DEMAND | PGEB_2_PDRP21 | 0.12 | 0.22 | 0.15 | 0.2 | 0.2 | 0.1 | 0.18 | 0.1 | 0 | 0.19 | 0 | 0 | Y | North | FC
PGEB_2_PDRP22 | Bay Area | DR | DEMAND | PGEB_2_PDRP22 | 0.12 | 0.21 | 0.15 | 0.2 | 0.17 | 0.1 | 0.17 | 0.1 | 0 | 0.16 | 0 | 0 | Y | North | FC
PGEB_2_PDRP23 | Bay Area | DR | DEMAND | PGEB_2_PDRP23 | 0.12 | 0.22 | 0.15 | 0.2 | 0.2 | 0.1 | 0.18 | 0.1 | 0 | 0.19 | 0 | 0 | Y | North | FC
PGEB_2_PDRP24 | Bay Area | DR | DEMAND | PGEB_2_PDRP24 | 0.12 | 0.21 | 0.16 | 0.2 | 0.17 | 0.1 | 0.17 | 0.1 | 0 | 0.16 | 0 | 0 | Y | North | FC
PGEB_2_PDRP25 | Bay Area | DR | DEMAND | PGEB_2_PDRP25 |  |  |  | 0.2 | 0.2 | 0.1 | 0.18 | 0.1 | 0 | 0.19 | 0 | 0 | Y | North | FC
PGEB_2_PDRP26 | Bay Area | DR | DEMAND | PGEB_2_PDRP26 |  |  |  | 0.18 | 0.17 | 0.1 | 0.17 | 0.1 | 0 | 0.16 | 0 | 0 | Y | North | FC
PGEB_2_PDRP27 | Bay Area | DR | DEMAND | PGEB_2_PDRP27 |  |  |  | 0.18 | 0.2 | 0.1 | 0.18 | 0.1 | 0 | 0.19 | 0 | 0 | Y | North | FC
PGEB_2_PDRP28 | Bay Area | DR | DEMAND | PGEB_2_PDRP28 |  |  |  | 0.13 | 0.17 | 0.1 | 0.17 | 0.1 | 0 | 0.16 | 0 | 0 | Y | North | FC
PGEB_2_PDRP29 | Bay Area | DR | DEMAND | PGEB_2_PDRP29 | JUN: 0.1; JUL: 0.18; AUG: 0.1; SEP: 0; OCT: 0; NOV: 0; DEC: 0 | Y | North | FC
PGEB_2_PDRP30 | Bay Area | DR | DEMAND | PGEB_2_PDRP30 |  |  |  |  | 0.17 | 0.15 | 0.17 | 0.1 | 0 | 0.16 | 0 | 0 | Y | North | FC
PGEB_2_PDRP31 | Bay Area | DR | DEMAND | PGEB_2_PDRP31 | JUN: 0.1; JUL: 0.18; AUG: 0.1; SEP: 0; OCT: 0; NOV: 0; DEC: 0 | Y | North | FC
PGEB_2_PDRP34 | Bay Area | DR | DEMAND | PGEB_2_PDRP34 |  |  |  |  | 0.17 | 0.15 | 0.17 | 0.1 | 0 | 0.16 | 0 | 0 | Y | North | FC
PGEB_2_PDRP35 | Bay Area | DR | DEMAND | PGEB_2_PDRP35 | JUN: 0.2; JUL: 0.18; AUG: 0.1; SEP: 0; OCT: 0; NOV: 0; DEC: 0 | Y | North | FC
PGEB_2_PDRP36 | Bay Area | DR | DEMAND | PGEB_2_PDRP36 |  |  |  |  | 0.17 | 0.15 | 0.17 | 0.1 | 0 | 0.16 | 0 | 0 | Y | North | FC
PGEB_2_PDRP37 | Bay Area | DR | DEMAND | PGEB_2_PDRP37 | JUL: 0.18; AUG: 0.1; SEP: 0; OCT: 0; NOV: 0; DEC: 0 | Y | North | FC
PGEB_2_PDRP40 | Bay Area | DR | DEMAND | PGEB_2_PDRP40 | JUN: 0.15; JUL: 0.17; AUG: 0.1; SEP: 0; OCT: 0; NOV: 0; DEC: 0 | Y | North | FC
PGEB_2_PDRP41 | Bay Area | DR | DEMAND | PGEB_2_PDRP41 | JUL: 0.18; AUG: 0.1; SEP: 0; OCT: 0; NOV: 0; DEC: 0 | Y | North | FC
PGEB_2_PDRP42 | Bay Area | DR | DEMAND | PGEB_2_PDRP42 | JUN: 0.15; JUL: 0.17; AUG: 0.1; SEP: 0; OCT: 0; NOV: 0; DEC: 0 | Y | North | FC
PGEB_2_PDRP43 | Bay Area | DR | DEMAND | PGEB_2_PDRP43 | JUL: 1; AUG: 0.87; SEP: 0.6; OCT: 0; NOV: 0; DEC: 0 | Y | North | FC
PGEB_2_PDRP44 | Bay Area | DR | DEMAND | PGEB_2_PDRP44 | JUN: 0.15; JUL: 0.17; AUG: 0.1; SEP: 0; OCT: 0; NOV: 0; DEC: 0 | Y | North | FC
PGEB_2_PDRP46 | Bay Area | DR | DEMAND | PGEB_2_PDRP46 | JUN: 0.15; JUL: 0.17; AUG: 0.1; SEP: 0; OCT: 0; NOV: 0; DEC: 0 | Y | North | FC
PGEB_2_PDRP48 | Bay Area | DR | DEMAND | PGEB_2_PDRP48 | JUN: 0.15; JUL: 0.17; AUG: 0.1; SEP: 0; OCT: 0; NOV: 0; DEC: 0 | Y | North | FC
PGEB_2_PDRP57 | Bay Area | DR | DEMAND | PGEB_2_PDRP57 | 1.1 | 1.1 | 1.1 | 1.3 | 1.3 | 1.5 | 1.1 | 1.1 | 1.1 | 1.1 | 0 | 0 | Y | North | FC
PGEB_2_PDRP60 | Bay Area | DR | DEMAND | PGEB_2_PDRP60 |  |  |  | 0.23 | 0 | 0 | 0.1 | 1.09 | 0 | 0.15 | 0 | 0 | Y | North | FC
PGEB_2_PDRP61 | Bay Area | DR | DEMAND | PGEB_2_PDRP61 | AUG: 0.16; SEP: 0.14; OCT: 0.11; NOV: 0; DEC: 0 | Y | North | FC
PGEB_2_PDRP62 | Bay Area | DR | DEMAND | PGEB_2_PDRP62 |  |  |  |  | 1.04 | 0.85 | 0 | 0 | 0 | 0 | 0 | 0 | Y | North | FC
PGEB_2_PDRP63 | Bay Area | DR | DEMAND | PGEB_2_PDRP63 | AUG: 0.22; SEP: 0.11; OCT: 0.9; NOV: 0; DEC: 0 | Y | North | FC
PGEB_2_PDRP64 | Bay Area | DR | DEMAND | PGEB_2_PDRP64 | JUN: 0.61; JUL: 0.99; AUG: 0; SEP: 0.22; OCT: 0.1; NOV: 0; DEC: 0 | Y | North | FC
PGEB_2_PDRP65 | Bay Area | DR | DEMAND | PGEB_2_PDRP65 |  |  |  |  | 0.53 | 0 | 0.99 | 0 | 0.96 | 0 | 0 | 0 | Y | North | FC
PGEB_2_PDRP66 | Bay Area | DR | DEMAND | PGEB_2_PDRP66 |  |  |  |  | 0.89 | 0 | 0 | 0 | 0 | 0 | 0 | 0 | Y | North | FC
PGEB_2_PDRP67 | Bay Area | DR | DEMAND | PGEB_2_PDRP67 | OCT: 0.38; NOV: 0; DEC: 0 | Y | North | FC
PGEB_2_PDRP68 | Bay Area | DR | DEMAND | PGEB_2_PDRP68 | AUG: 0.59; SEP: 0; OCT: 0; NOV: 0; DEC: 0 | Y | North | FC
PGEB_2_PDRP70 | Bay Area | DR | DEMAND | PGEB_2_PDRP70 | 0.99 | 0.6 | 0.99 | 0 | 0.49 | 0 | 0 | 0 | 0 | 0 | 0 | 0 | Y | North | FC
PGEB_2_PDRP71 | Bay Area | DR | DEMAND | PGEB_2_PDRP71 | SEP: 0.93; OCT: 0; NOV: 0; DEC: 0 | Y | North | FC
PGEB_2_PDRP73 | Bay Area | DR | DEMAND | PGEB_2_PDRP73 | 0.16 | 0.11 | 0.99 | 0 | 0.62 | 0.56 | 0.12 | 0.22 | 0.3 | 0.24 | 0 | 0 | Y | North | FC
PGEB_2_PDRP74 | Bay Area | DR | DEMAND | PGEB_2_PDRP74 |  |  |  |  | 0.66 | 0.99 | 0.1 | 0.14 | 0 | 0.11 | 0 | 0 | Y | North | FC
PGEB_2_PDRP76 | Bay Area | DR | DEMAND | PGEB_2_PDRP76 | 0.69 | 0.32 | 0.99 | 0 | 0 | 0 | 0 | 0 | 0 | 0.34 | 0 | 0 | Y | North | FC
PGEB_2_PDRP77 | Bay Area | DR | DEMAND | PGEB_2_PDRP77 | 0.44 | 0.45 | 0.23 | 0 | 0 | 0 | 0 | 0.17 | 0.13 | 0.43 | 0 | 0 | Y | North | FC
PGEB_2_PDRP78 | CAISO System | DR | DEMAND | PGEB_2_PDRP78 | 0.11 | 0.44 | 0.1 | 0.31 | 0.75 | 0.92 | 0.9 | 0.58 | 0.81 | 0 | 0 | 0 | Y | North | FC
PGEB_2_PDRP79 | Bay Area | DR | DEMAND | PGEB_2_PDRP79 |  |  |  | 0.77 | 0 | 0 | 0.83 | 0.77 | 0.13 | 0 | 0 | 0 | Y | North | FC
PGEB_2_PDRP80 | Bay Area | DR | DEMAND | PGEB_2_PDRP80 |  |  |  |  | 0.72 | 0.9 | 0.78 | 0 | 0.39 | 0 | 0 | 0 | Y | North | FC
PGEB_2_PDRP81 | Bay Area | DR | DEMAND | PGEB_2_PDRP81 | 0.13 | 0.18 | 0.68 | 0 | 0.19 | 0.21 | 0.22 | 0.25 | 0.13 | 0.29 | 0 | 0 | Y | North | FC
PGEB_2_PDRP82 | Bay Area | DR | DEMAND | PGEB_2_PDRP82 | 0.12 | 0 | 0 | 0 | 0.1 | 0.99 | 0.99 | 0.54 | 0 | 0.99 | 0 | 0 | Y | North | FC
PGEB_2_PDRP84 | Bay Area | DR | DEMAND | PGEB_2_PDRP84 | JUL: 0.13; AUG: 0.19; SEP: 0; OCT: 0.41; NOV: 0; DEC: 0 | Y | North | FC
PGEB_2_PDRP93 | Bay Area | DR | DEMAND | VLTS_PDR_PGEB_1 |  |  |  | 2.13 | 2.67 | 2.67 | 2.67 | 2.67 | 1.6 | 1.28 | 0 | 0 | Y | North | FC
PGEB_2_PDRP95 | Bay Area | DR | DEMAND | PGEB_2_PDRP95 | SEP: 0.6; OCT: 0; NOV: 0; DEC: 0 | Y | North | FC
PGEB_2_PDRP96 | Bay Area | DR | DEMAND | PGEB_2_PDRP96 |  |  |  | 0.99 | 0 | 0 | 0 | 0 | 0 | 0.99 | 0 | 0 | Y | North | FC
PGEB_2_PDRP97 | Bay Area | DR | DEMAND | PGEB_2_PDRP97 | JUL: 0.45; AUG: 0.45; SEP: 0.45; OCT: 0.9; NOV: 0; DEC: 0 | Y | North | FC
PGEB_2_PDRP98 | Bay Area | DR | DEMAND | PGEB_2_PDRP98 |  |  |  |  | 0.33 | 0 | 0.6 | 0.6 | 0.6 | 0 | 0 | 0 | Y | North | FC
PGF1_2_PDRP03 | Fresno | DR | DEMAND | PGF1_2_PDRP03 | JUL: 1.25; AUG: 1.2; SEP: 1.25; OCT: 0; NOV: 0; DEC: 0 | Y | North | FC
PGF1_2_PDRP04 | Fresno | DR | DEMAND | PGF1_2_PDRP04 | JUL: 1.85; AUG: 2.18; SEP: 2.3; OCT: 0.1; NOV: 0; DEC: 0 | Y | North | FC
PGF1_2_PDRP108 | Fresno | DR | DEMAND | VLTS_PDR_PGF1_02 | 2.67 | 2.13 | 2.13 | 2.13 | 2.13 | 2 | 2.13 | 2.13 | 2.13 | 2.13 | 0 | 0 | Y | North | FC
PGF1_2_PDRP109 | Fresno | DR | DEMAND | PGF1_2_PDRP109 | 0.59 | 0.24 | 0.99 | 0 | 0 | 0 | 0 | 0 | 0 | 0 | 0 | 0 | Y | North | FC
PGF1_2_PDRP11 | Fresno | DR | DEMAND | PGF1_2_PDRP11 | 0.6 | 0.8 | 0.3 | 0.92 | 1.8 | 1.9 | 2.12 | 2.2 | 1.8 | 0.6 | 0 | 0 | Y | North | FC
PGF1_2_PDRP110 | Fresno | DR | DEMAND | PGF1_2_PDRP110 | 0.12 | 0.11 | 0 | 0 | 0 | 0 | 0 | 0 | 0 | 0 | 0 | 0 | Y | North | FC
PGF1_2_PDRP111 | Fresno | DR | DEMAND | VLTS_PDR_PGF1_03 | 3.2 | 3.2 | 3.2 | 3.2 | 3.2 | 3 | 3.2 | 3.2 | 3.2 | 3.2 | 0 | 0 | Y | North | FC
PGF1_2_PDRP116 | Fresno | DR | DEMAND | VLTS_PDR_PGF1_04 |  |  |  | 0.21 | 0.53 | 0.53 | 0.53 | 0.53 | 0.53 | 0.21 | 0 | 0 | Y | North | FC
PGF1_2_PDRP16 | Fresno | DR | DEMAND | PGF1_2_PDRP16 | 0.12 | 0.1 | 0.15 | 0.13 | 0.17 | 0.2 | 0.18 | 0.1 | 0 | 0 | 0 | 0 | Y | North | FC
PGF1_2_PDRP17 | Fresno | DR | DEMAND | PGF1_2_PDRP17 | 0.12 | 0.1 | 0.15 | 0.14 | 0.2 | 0.3 | 0.18 | 0.1 | 0 | 0.19 | 0 | 0 | Y | North | FC
PGF1_2_PDRP18 | Fresno | DR | DEMAND | PGF1_2_PDRP18 | 0.13 | 0.1 | 0.15 | 0.13 | 0.17 | 0.2 | 0.18 | 0 | 0 | 0.16 | 0 | 0 | Y | North | FC
PGF1_2_PDRP19 | Fresno | DR | DEMAND | PGF1_2_PDRP19 | 0.12 | 0.1 | 0.15 | 0.14 | 0.2 | 0.3 | 0.18 | 0 | 0 | 0.19 | 0 | 0 | Y | North | FC
PGF1_2_PDRP20 | Fresno | DR | DEMAND | PGF1_2_PDRP20 | 0.13 | 0.1 | 0.16 | 0.13 | 0.17 | 0.2 | 0.18 | 0 | 0 | 0.16 | 0 | 0 | Y | North | FC
PGF1_2_PDRP21 | Fresno | DR | DEMAND | PGF1_2_PDRP21 | 0.13 | 0.1 | 0.16 | 0.14 | 0.2 | 0.3 | 0.18 | 0 | 0 | 0.19 | 0 | 0 | Y | North | FC
PGF1_2_PDRP24 | Fresno | DR | DEMAND | PGF1_2_PDRP24 | 0.13 | 0.1 | 0.16 | 0.13 | 0.17 | 0.2 | 0.18 | 0 | 0 | 0.16 | 0 | 0 | Y | North | FC
PGF1_2_PDRP25 | Fresno | DR | DEMAND | PGF1_2_PDRP25 | 0.13 | 0.1 | 0.16 | 0.14 | 0.2 | 0.3 | 0.18 | 0 | 0 | 0.19 | 0 | 0 | Y | North | FC
PGF1_2_PDRP26 | Fresno | DR | DEMAND | PGF1_2_PDRP26 | 0.13 | 0.1 | 0.16 | 0.13 | 0.17 | 0.2 | 0.18 | 0 | 0 | 0.16 | 0 | 0 | Y | North | FC
PGF1_2_PDRP27 | Fresno | DR | DEMAND | PGF1_2_PDRP27 | 0.13 | 0.1 | 0.16 | 0.14 | 0.2 | 0.3 | 0.18 | 0 | 0 | 0.19 | 0 | 0 | Y | North | FC
PGF1_2_PDRP28 | Fresno | DR | DEMAND | PGF1_2_PDRP28 |  |  |  | 0.13 | 0.17 | 0.15 | 0.18 | 0 | 0 | 0.16 | 0 | 0 | Y | North | FC
PGF1_2_PDRP29 | Fresno | DR | DEMAND | PGF1_2_PDRP29 | 0.13 | 0.1 | 0.16 | 0.14 | 0.2 | 0.3 | 0.18 | 0 | 0 | 0.19 | 0 | 0 | Y | North | FC
PGF1_2_PDRP30 | Fresno | DR | DEMAND | PGF1_2_PDRP30 |  |  |  | 0.13 | 0.17 | 0.15 | 0.18 | 0 | 0 | 0.16 | 0 | 0 | Y | North | FC
PGF1_2_PDRP36 | Fresno | DR | DEMAND | PGF1_2_PDRP36 |  |  |  | 0.13 | 0.17 | 0.15 | 0.18 | 0 | 0 | 0.16 | 0 | 0 | Y | North | FC
PGF1_2_PDRP37 | Fresno | DR | DEMAND | PGF1_2_PDRP37 |  |  |  | 0.14 | 0.2 | 0.2 | 0.18 | 0 | 0 | 0.19 | 0 | 0 | Y | North | FC
PGF1_2_PDRP38 | Fresno | DR | DEMAND | PGF1_2_PDRP38 |  |  |  | 0.13 | 0.17 | 0.15 | 0.18 | 0 | 0 | 0.16 | 0 | 0 | Y | North | FC
PGF1_2_PDRP39 | Fresno | DR | DEMAND | PGF1_2_PDRP39 |  |  |  |  | 0.2 | 0.2 | 0.18 | 0 | 0 | 0.19 | 0 | 0 | Y | North | FC
PGF1_2_PDRP40 | Fresno | DR | DEMAND | PGF1_2_PDRP40 |  |  |  |  | 0.17 | 0.15 | 0.18 | 0 | 0 | 0.16 | 0 | 0 | Y | North | FC
PGF1_2_PDRP41 | Fresno | DR | DEMAND | PGF1_2_PDRP41 |  |  |  |  | 0.2 | 0.2 | 0.18 | 0 | 0 | 0.19 | 0 | 0 | Y | North | FC
PGF1_2_PDRP42 | Fresno | DR | DEMAND | PGF1_2_PDRP42 |  |  |  |  | 0.17 | 0.15 | 0.18 | 0 | 0 | 0.16 | 0 | 0 | Y | North | FC
PGF1_2_PDRP43 | Fresno | DR | DEMAND | PGF1_2_PDRP43 | JUN: 0.2; JUL: 0.18; AUG: 0; SEP: 0; OCT: 0; NOV: 0; DEC: 0 | Y | North | FC
PGF1_2_PDRP44 | Fresno | DR | DEMAND | PGF1_2_PDRP44 |  |  |  |  | 0.17 | 0.15 | 0.18 | 0 | 0 | 0.16 | 0 | 0 | Y | North | FC
PGF1_2_PDRP45 | Fresno | DR | DEMAND | PGF1_2_PDRP45 | JUN: 0.3; JUL: 0.18; AUG: 0; SEP: 0; OCT: 0; NOV: 0; DEC: 0 | Y | North | FC
PGF1_2_PDRP46 | Fresno | DR | DEMAND | PGF1_2_PDRP46 | JUN: 0.15; JUL: 0.18; AUG: 0; SEP: 0; OCT: 0.16; NOV: 0; DEC: 0 | Y | North | FC
PGF1_2_PDRP47 | Fresno | DR | DEMAND | PGF1_2_PDRP47 | JUN: 0.3; JUL: 0.18; AUG: 0; SEP: 0; OCT: 0; NOV: 0; DEC: 0 | Y | North | FC
PGF1_2_PDRP48 | Fresno | DR | DEMAND | PGF1_2_PDRP48 | JUN: 0.2; JUL: 0.17; AUG: 0; SEP: 0; OCT: 0; NOV: 0; DEC: 0 | Y | North | FC
PGF1_2_PDRP49 | Fresno | DR | DEMAND | PGF1_2_PDRP49 | JUL: 0.18; AUG: 0; SEP: 0; OCT: 0; NOV: 0; DEC: 0 | Y | North | FC
PGF1_2_PDRP50 | Fresno | DR | DEMAND | PGF1_2_PDRP50 | JUN: 0.2; JUL: 0.17; AUG: 0; SEP: 0; OCT: 0; NOV: 0; DEC: 0 | Y | North | FC
PGF1_2_PDRP51 | Fresno | DR | DEMAND | PGF1_2_PDRP51 | JUL: 0.18; AUG: 0; SEP: 0; OCT: 0; NOV: 0; DEC: 0 | Y | North | FC
PGF1_2_PDRP52 | Fresno | DR | DEMAND | PGF1_2_PDRP52 | JUN: 0.2; JUL: 0.17; AUG: 0; SEP: 0; OCT: 0; NOV: 0; DEC: 0 | Y | North | FC
PGF1_2_PDRP53 | Fresno | DR | DEMAND | PGF1_2_PDRP53 | JUL: 0.18; AUG: 0; SEP: 0; OCT: 0; NOV: 0; DEC: 0 | Y | North | FC
PGF1_2_PDRP55 | Fresno | DR | DEMAND | PGF1_2_PDRP55 | JUL: 0.18; AUG: 0; SEP: 0; OCT: 0; NOV: 0; DEC: 0 | Y | North | FC
PGF1_2_PDRP59 | Fresno | DR | DEMAND | PGF1_2_PDRP59 | JUN: 1.2; JUL: 0; AUG: 0; SEP: 0; OCT: 0; NOV: 0; DEC: 0 | Y | North | FC
PGF1_2_PDRP60 | Fresno | DR | DEMAND | PGF1_2_PDRP60 | 2.51 | 1.41 | 5.01 | 0 | 0 | 0 | 1.13 | 0 | 0 | 0.1 | 0 | 0 | Y | North | FC
PGF1_2_PDRP61 | Fresno | DR | DEMAND | PGF1_2_PDRP61 |  |  |  |  | 0.9 | 0.85 | 0.85 | 0.85 | 0.85 | 0 | 0 | 0 | Y | North | FC
PGF1_2_PDRP62 | Fresno | DR | DEMAND | PGF1_2_PDRP62 | 0.14 | 0.11 | 0 | 0 | 0 | 0.99 | 0 | 0 | 0.88 | 0.91 | 0 | 0 | Y | North | FC
PGF1_2_PDRP63 | Fresno | DR | DEMAND | PGF1_2_PDRP63 |  |  |  | 0.43 | 0 | 0 | 0 | 0 | 0 | 0 | 0 | 0 | Y | North | FC
PGF1_2_PDRP64 | Fresno | DR | DEMAND | PGF1_2_PDRP64 | 0.32 | 0 | 0 | 0.99 | 0.63 | 0.99 | 0.13 | 0.19 | 0 | 0.1 | 0 | 0 | Y | North | FC
PGF1_2_PDRP68 | Fresno | DR | DEMAND | PGF1_2_PDRP68 | 0.18 | 0.12 | 0.22 | 0.1 | 0.12 | 0.13 | 0.31 | 0.19 | 0.19 | 0.11 | 0 | 0 | Y | North | FC
PGF1_2_PDRP69 | Fresno | DR | DEMAND | PGF1_2_PDRP69 |  | 0.11 | 0.15 | 0 | 0.61 | 0.99 | 0.12 | 0.2 | 0.21 | 0.99 | 0 | 0 | Y | North | FC
PGF1_2_PDRP70 | Fresno | DR | DEMAND | PGF1_2_PDRP70 | AUG: 0.17; SEP: 0.12; OCT: 0; NOV: 0; DEC: 0 | Y | North | FC
PGF1_2_PDRP71 | Fresno | DR | DEMAND | PGF1_2_PDRP71 |  |  | 0.26 | 0 | 0 | 0 | 0 | 0.56 | 0.84 | 0.61 | 0 | 0 | Y | North | FC
PGF1_2_PDRP72 | Fresno | DR | DEMAND | PGF1_2_PDRP72 | OCT: 0.59; NOV: 0; DEC: 0 | Y | North | FC
PGF1_2_PDRP73 | Fresno | DR | DEMAND | PGF1_2_PDRP73 | SEP: 0.57; OCT: 0; NOV: 0; DEC: 0 | Y | North | FC
PGF1_2_PDRP74 | Fresno | DR | DEMAND | PGF1_2_PDRP74 | AUG: 0.86; SEP: 0; OCT: 0.22; NOV: 0; DEC: 0 | Y | North | FC
PGF1_2_PDRP75 | Fresno | DR | DEMAND | PGF1_2_PDRP75 | JUL: 0.2; AUG: 0; SEP: 0; OCT: 0.15; NOV: 0; DEC: 0 | Y | North | FC
PGF1_2_PDRP76 | Fresno | DR | DEMAND | PGF1_2_PDRP76 | JUN: 1.15; JUL: 0; AUG: 0.17; SEP: 0; OCT: 0.47; NOV: 0; DEC: 0 | Y | North | FC
PGF1_2_PDRP77 | Fresno | DR | DEMAND | PGF1_2_PDRP77 | 0.61 | 0.51 | 0.99 | 0 | 0 | 0 | 0 | 0.22 | 0 | 0 | 0 | 0 | Y | North | FC
PGF1_2_PDRP78 | Fresno | DR | DEMAND | PGF1_2_PDRP78 | 0.21 | 0.26 | 0.24 | 0 | 0.12 | 0.12 | 0.14 | 0.25 | 0.33 | 0 | 0 | 0 | Y | North | FC
PGF1_2_PDRP81 | Fresno | DR | DEMAND | PGF1_2_PDRP81 | 0.2 | 0.16 | 0.14 | 0 | 0.1 | 0.99 | 0 | 0 | 0.9 | 0.13 | 0 | 0 | Y | North | FC
PGF1_2_PDRP82 | Fresno | DR | DEMAND | PGF1_2_PDRP82 |  |  |  |  | 0.11 | 0.48 | 0.37 | 0.18 | 0.12 | 0 | 0 | 0 | Y | North | FC
PGF1_2_PDRP83 | Fresno | DR | DEMAND | PGF1_2_PDRP83 | 0.58 | 0.67 | 0.99 | 0 | 0 | 0 | 0.99 | 0.29 | 0.25 | 0.14 | 0 | 0 | Y | North | FC
PGF1_2_PDRP84 | Fresno | DR | DEMAND | PGF1_2_PDRP84 | 0.99 | 0.18 | 0.99 | 0 | 0 | 0 | 0 | 0.99 | 0 | 0 | 0 | 0 | Y | North | FC
PGF1_2_PDRP85 | Fresno | DR | DEMAND | PGF1_2_PDRP85 |  |  |  |  | 0.68 | 0 | 0.99 | 0 | 0 | 0 | 0 | 0 | Y | North | FC
PGF1_2_PDRP86 | Fresno | DR | DEMAND | PGF1_2_PDRP86 |  |  | 0.27 | 0 | 0 | 0.5 | 0 | 0 | 0 | 0 | 0 | 0 | Y | North | FC
PGF1_2_PDRP87 | Fresno | DR | DEMAND | PGF1_2_PDRP87 |  |  |  | 0.99 | 0 | 0 | 0 | 0.12 | 0 | 0 | 0 | 0 | Y | North | FC
PGF1_2_PDRP88 | Fresno | DR | DEMAND | PGF1_2_PDRP88 |  |  |  |  | 0.91 | 0 | 0 | 0 | 0 | 0 | 0 | 0 | Y | North | FC
PGF1_2_PDRP89 | Fresno | DR | DEMAND | PGF1_2_PDRP89 | JUL: 0.89; AUG: 0.89; SEP: 0.89; OCT: 0.88; NOV: 0; DEC: 0 | Y | North | FC
PGF1_2_PDRP91 | Fresno | DR | DEMAND | PGF1_2_PDRP91 | OCT: 0.41; NOV: 0; DEC: 0 | Y | North | FC
PGF1_2_PDRP92 | Fresno | DR | DEMAND | VLTS_PDR_PGF1_01 | 2.34 | 1.28 | 1.28 | 1.28 | 1.28 | 1.2 | 1.28 | 1.28 | 1.28 | 1.28 | 0 | 0 | Y | North | FC
PGF1_2_PDRP93 | Fresno | DR | DEMAND | PGF1_2_PDRP93 |  |  |  | 0.19 | 0.37 | 0 | 0 | 0 | 0 | 0.11 | 0 | 0 | Y | North | FC
PGF1_2_PDRP94 | Fresno | DR | DEMAND | PGF1_2_PDRP94 |  |  |  |  | 0.48 | 0.11 | 0.57 | 0 | 0.16 | 0.17 | 0 | 0 | Y | North | FC
PGF1_2_PDRP95 | Fresno | DR | DEMAND | PGF1_2_PDRP95 | OCT: 0.46; NOV: 0; DEC: 0 | Y | North | FC
PGF1_2_PDRP97 | Fresno | DR | DEMAND | PGF1_2_PDRP97 | AUG: 0.14; SEP: 0.9; OCT: 0; NOV: 0; DEC: 0 | Y | North | FC
PGFG_1_PDRP05 | NCNB | DR | DEMAND | PGFG_1_PDRP05 |  |  |  |  | 0.2 | 0.2 | 0.18 | 0 | 0 | 0.19 | 0 | 0 | Y | North | FC
PGFG_1_PDRP14 | NCNB | DR | DEMAND | PGFG_1_PDRP14 |  |  |  |  | 0.17 | 0.15 | 0.17 | 0 | 0 | 0.16 | 0 | 0 | Y | North | FC
PGFG_1_PDRP19 | NCNB | DR | DEMAND | PGFG_1_PDRP19 | JUN: 0.13; JUL: 0.2; AUG: 0.11; SEP: 0.3; OCT: 0.99; NOV: 0; DEC: 0 | Y | North | FC
PGFG_1_PDRP20 | NCNB | DR | DEMAND | PGFG_1_PDRP20 | AUG: 0.13; SEP: 0; OCT: 0; NOV: 0; DEC: 0 | Y | North | FC
PGFG_1_PDRP21 | NCNB | DR | DEMAND | PGFG_1_PDRP21 | 0.17 | 0.2 | 0.18 | 0.17 | 0.22 | 0.37 | 0.32 | 0.13 | 0.31 | 0.11 | 0 | 0 | Y | North | FC
PGFG_1_PDRP22 | NCNB | DR | DEMAND | PGFG_1_PDRP22 | AUG: 0.1; SEP: 0.22; OCT: 0; NOV: 0; DEC: 0 | Y | North | FC
PGFG_1_PDRP23 | NCNB | DR | DEMAND | PGFG_1_PDRP23 |  |  |  |  | 0.24 | 0.28 | 0.31 | 0.31 | 0.31 | 0.48 | 0 | 0 | Y | North | FC
PGFG_1_PDRP24 | NCNB | DR | DEMAND | PGFG_1_PDRP24 | AUG: 0.2; SEP: 0; OCT: 0; NOV: 0; DEC: 0 | Y | North | FC
PGFG_1_PDRP25 | NCNB | DR | DEMAND | PGFG_1_PDRP25 |  |  |  |  | 0.11 | 0.46 | 0.13 | 0 | 0 | 0 | 0 | 0 | Y | North | FC
PGFG_1_PDRP32 | NCNB | DR | DEMAND | PGFG_1_PDRP32 |  |  |  |  | 0.11 | 0 | 0 | 0 | 0 | 0 | 0 | 0 | Y | North | FC
PGFG_1_PDRP33 | NCNB | DR | DEMAND | PGFG_1_PDRP33 | AUG: 0.22; SEP: 0.11; OCT: 0.24; NOV: 0; DEC: 0 | Y | North | FC
PGFG_1_PDRP35 | NCNB | DR | DEMAND | PGFG_1_PDRP35 | 0.43 | 0.43 | 0.48 | 0.46 | 1 | 1 | 1 | 1 | 1 | 1.27 | 0 | 0 | Y | North | FC
PGFG_1_PDRP36 | NCNB | DR | DEMAND | PGFG_1_PDRP36 |  |  |  | 0.46 | 0.36 | 0.88 | 1.1 | 1.1 | 1.1 | 0 | 0 | 0 | Y | North | FC
PGFG_1_PDRP37 | NCNB | DR | DEMAND | VLTS_PDR_PGFG_01 | 0.11 | 0.11 | 0.11 | 0.11 | 0.11 | 0.1 | 0 | 0 | 0 | 0 | 0 | 0 | Y | North | FC
PGHB_6_PDRP02 | Humboldt | DR | DEMAND | PGHB_6_PDRP02 | 0.13 | 0.1 | 0.16 | 0.13 | 0.17 | 0 | 0.17 | 0 | 0 | 0.16 | 0 | 0 | Y | North | FC
PGHB_6_PDRP04 | Humboldt | DR | DEMAND | PGHB_6_PDRP04 | JUL: 0.1; AUG: 0.7; SEP: 0.7; OCT: 0; NOV: 0; DEC: 0 | Y | North | FC
PGHB_6_PDRP05 | Humboldt | DR | DEMAND | PGHB_6_PDRP05 |  |  |  | 0.14 | 0.2 | 0 | 0.18 | 0 | 0 | 0.19 | 0 | 0 | Y | North | FC
PGHB_6_PDRP10 | Humboldt | DR | DEMAND | PGHB_6_PDRP10 |  |  |  |  | 0.76 | 0 | 0 | 0.11 | 0.11 | 0 | 0 | 0 | Y | North | FC
PGHB_6_PDRP12 | Humboldt | DR | DEMAND | PGHB_6_PDRP12 | AUG: 0.1; SEP: 0.91; OCT: 0.21; NOV: 0; DEC: 0 | Y | North | FC
PGKN_2_PDRP02 | Kern | DR | DEMAND | PGKN_2_PDRP02 | 0.13 | 0.15 | 0.16 | 0 | 0.17 | 0.15 | 0.17 | 0 | 0 | 0.16 | 0 | 0 | Y | North | FC
PGKN_2_PDRP06 | Kern | DR | DEMAND | PGKN_2_PDRP06 |  |  |  |  | 0.17 | 0.15 | 0.17 | 0 | 0 | 0.16 | 0 | 0 | Y | North | FC
PGKN_2_PDRP07 | Kern | DR | DEMAND | PGKN_2_PDRP07 | 0.13 | 0.15 | 0.16 | 0 | 0.2 | 0.2 | 0.18 | 0 | 0 | 0.19 | 0 | 0 | Y | North | FC
PGKN_2_PDRP08 | Kern | DR | DEMAND | PGKN_2_PDRP08 |  |  |  | 0.13 | 0.17 | 0.15 | 0.17 | 0 | 0 | 0.16 | 0 | 0 | Y | North | FC
PGKN_2_PDRP09 | Kern | DR | DEMAND | PGKN_2_PDRP09 |  |  |  |  | 0.2 | 0.2 | 0.18 | 0 | 0 | 0.19 | 0 | 0 | Y | North | FC
PGKN_2_PDRP12 | Kern | DR | DEMAND | PGKN_2_PDRP12 | JUN: 1.9; JUL: 1.86; AUG: 1.87; SEP: 1.9; OCT: 0.6; NOV: 0; DEC: 0 | Y | North | FC
PGKN_2_PDRP13 | Kern | DR | DEMAND | PGKN_2_PDRP13 |  |  |  | 0.14 | 0.2 | 0.2 | 0.18 | 0 | 0 | 0.19 | 0 | 0 | Y | North | FC
PGKN_2_PDRP14 | Kern | DR | DEMAND | PGKN_2_PDRP14 |  |  |  | 0.13 | 0.17 | 0.15 | 0.17 | 0 | 0 | 0.16 | 0 | 0 | Y | North | FC
PGKN_2_PDRP15 | Kern | DR | DEMAND | PGKN_2_PDRP15 |  |  |  | 0.14 | 0.2 | 0.2 | 0.18 | 0 | 0 | 0.19 | 0 | 0 | Y | North | FC
PGKN_2_PDRP16 | Kern | DR | DEMAND | PGKN_2_PDRP16 | JUN: 0.15; JUL: 0.17; AUG: 0; SEP: 0; OCT: 0; NOV: 0; DEC: 0 | Y | North | FC
PGKN_2_PDRP18 | Kern | DR | DEMAND | PGKN_2_PDRP18 | JUN: 0.15; JUL: 0.17; AUG: 0; SEP: 0; OCT: 0; NOV: 0; DEC: 0 | Y | North | FC
PGKN_2_PDRP24 | Kern | DR | DEMAND | PGKN_2_PDRP24 | JUL: 0.27; AUG: 0; SEP: 0; OCT: 0; NOV: 0; DEC: 0 | Y | North | FC
PGKN_2_PDRP25 | Kern | DR | DEMAND | PGKN_2_PDRP25 |  |  |  | 0.65 | 0.73 | 0.55 | 0 | 0.19 | 0.23 | 0.16 | 0 | 0 | Y | North | FC
PGKN_2_PDRP32 | Kern | DR | DEMAND | VLTS_PDR_PGKN_1 | 1.17 | 1.39 | 1.39 | 0.53 | 0.53 | 0.5 | 0.53 | 0.53 | 0.64 | 0.64 | 0 | 0 | Y | North | FC
PGKN_2_PDRP33 | Kern | DR | DEMAND | PGKN_2_PDRP33 | JUN: 0.3; JUL: 0; AUG: 0.19; SEP: 0.43; OCT: 0.87; NOV: 0; DEC: 0 | Y | North | FC
PGKN_2_PDRP34 | Kern | DR | DEMAND | PGKN_2_PDRP34 |  |  |  | 0.23 | 0 | 0 | 0 | 0.1 | 0.18 | 0 | 0 | 0 | Y | North | FC
PGKN_2_PDRP35 | Kern | DR | DEMAND | PGKN_2_PDRP35 | AUG: 0.17; SEP: 0.19; OCT: 0; NOV: 0; DEC: 0 | Y | North | FC
PGKN_2_PDRP36 | Kern | DR | DEMAND | PGKN_2_PDRP36 |  |  |  |  | 0.66 | 0.73 | 0 | 0 | 0 | 0.16 | 0 | 0 | Y | North | FC
PGKN_2_PDRP38 | Kern | DR | DEMAND | PGKN_2_PDRP38 |  |  |  |  | 0.5 | 0.46 | 0.47 | 0.47 | 0.47 | 0.46 | 0 | 0 | Y | North | FC
PGKN_2_PDRP40 | CAISO System | DR | DEMAND | PGKN_2_PDRP40 | 0.17 | 0.17 | 0.15 | 0.11 | 0.21 | 0.28 | 0.3 | 0 | 0 | 0 | 0 | 0 | Y | North | FC
PGKN_2_PDRP41 | Kern | DR | DEMAND | PGKN_2_PDRP41 |  | 0.37 | 0.38 | 0 | 0 | 0.42 | 0 | 0 | 0 | 0.14 | 0 | 0 | Y | North | FC
PGKN_2_PDRP42 | Kern | DR | DEMAND | PGKN_2_PDRP42 | JUL: 0.12; AUG: 0.4; SEP: 0.12; OCT: 0; NOV: 0; DEC: 0 | Y | North | FC
PGKN_2_PDRP43 | Kern | DR | DEMAND | PGKN_2_PDRP43 | JUL: 0.11; AUG: 0; SEP: 0; OCT: 0; NOV: 0; DEC: 0 | Y | North | FC
PGKN_2_PDRP44 | Kern | DR | DEMAND | PGKN_2_PDRP44 | JUN: 0.32; JUL: 0; AUG: 0.14; SEP: 0; OCT: 0.11; NOV: 0; DEC: 0 | Y | North | FC
PGKN_2_PDRP48 | Kern | DR | DEMAND | PGKN_2_PDRP48 | 1.5 | 1.5 | 1.5 | 1.5 | 1.5 | 1.5 | 1.5 | 1.5 | 1.5 | 1.5 | 0 | 0 | Y | North | FC
PGNB_2_PDRP02 | NCNB | DR | DEMAND | PGNB_2_PDRP02 |  |  |  | 0.18 | 0.17 | 0.15 | 0.17 | 0 | 0 | 0.16 | 0 | 0 | Y | North | FC
PGNB_2_PDRP12 | NCNB | DR | DEMAND | PGNB_2_PDRP12 |  |  |  |  | 0.2 | 0.6 | 0.6 | 0.6 | 0.6 | 0.4 | 0 | 0 | Y | North | FC
PGNB_2_PDRP15 | NCNB | DR | DEMAND | PGNB_2_PDRP15 |  |  |  | 0.14 | 0.23 | 0.2 | 0.18 | 0 | 0 | 0.19 | 0 | 0 | Y | North | FC
PGNB_2_PDRP16 | NCNB | DR | DEMAND | PGNB_2_PDRP16 | JUL: 0.9; AUG: 1.4; SEP: 1.5; OCT: 0.1; NOV: 0; DEC: 0 | Y | North | FC
PGNB_2_PDRP17 | NCNB | DR | DEMAND | PGNB_2_PDRP17 | JUN: 1.2; JUL: 0; AUG: 0; SEP: 0; OCT: 0; NOV: 0; DEC: 0 | Y | North | FC
PGNB_2_PDRP19 | NCNB | DR | DEMAND | PGNB_2_PDRP19 | 0.11 | 0.12 | 0 | 0 | 0.71 | 0.43 | 0.12 | 0.13 | 0.12 | 0.12 | 0 | 0 | Y | North | FC
PGNB_2_PDRP20 | NCNB | DR | DEMAND | PGNB_2_PDRP20 | 0.1 | 0.25 | 0.13 | 0.12 | 0.24 | 0.35 | 0.28 | 0 | 0 | 0.99 | 0 | 0 | Y | North | FC
PGNB_2_PDRP22 | NCNB | DR | DEMAND | PGNB_2_PDRP22 | OCT: 0.1; NOV: 0; DEC: 0 | Y | North | FC
PGNB_2_PDRP25 | NCNB | DR | DEMAND | PGNB_2_PDRP25 | JUN: 0.52; JUL: 0; AUG: 0; SEP: 0.11; OCT: 0; NOV: 0; DEC: 0 | Y | North | FC
PGNB_2_PDRP27 | NCNB | DR | DEMAND | PGNB_2_PDRP27 |  |  |  | 0.32 | 0.79 | 0 | 0.13 | 0.15 | 0.19 | 0 | 0 | 0 | Y | North | FC
PGNB_2_PDRP30 | NCNB | DR | DEMAND | PGNB_2_PDRP30 |  |  | 0.1 | 0 | 0.89 | 0 | 0 | 0 | 0 | 0 | 0 | 0 | Y | North | FC
PGNB_2_PDRP31 | NCNB | DR | DEMAND | PGNB_2_PDRP31 | AUG: 0.16; SEP: 0.16; OCT: 0; NOV: 0; DEC: 0 | Y | North | FC
PGNB_2_PDRP33 | NCNB | DR | DEMAND | PGNB_2_PDRP33 | AUG: 0.2; SEP: 0.27; OCT: 0.18; NOV: 0; DEC: 0 | Y | North | FC
PGNB_2_PDRP34 | NCNB | DR | DEMAND | PGNB_2_PDRP34 | AUG: 0.14; SEP: 0.87; OCT: 0; NOV: 0; DEC: 0 | Y | North | FC
PGNB_2_PDRP35 | NCNB | DR | DEMAND | PGNB_2_PDRP35 |  |  |  |  | 0.35 | 0.33 | 0.34 | 0.34 | 0.34 | 0.28 | 0 | 0 | Y | North | FC
PGNB_2_PDRP42 | NCNB | DR | DEMAND | PGNB_2_PDRP42 | JUL: 0.15; AUG: 0; SEP: 0; OCT: 0; NOV: 0; DEC: 0 | Y | North | FC
PGNB_2_PDRP43 | NCNB | DR | DEMAND | VLTS_PDR_PGNB_02 | 0.61 | 0.75 | 0.75 | 0.75 | 0.75 | 0.7 | 0.75 | 0.75 | 0.75 | 0.75 | 0 | 0 | Y | North | FC
PGNC_1_PDRP01 | NCNB | DR | DEMAND | PGNC_1_PDRP01 | 0.12 | 0.12 | 0.14 | 0.26 | 0.39 | 0.54 | 0.6 | 0.6 | 0.6 | 0.36 | 0 | 0 | Y | North | FC
PGNC_1_PDRP04 | NCNB | DR | DEMAND | PGNC_1_PDRP04 | JUN: 0.15; JUL: 0.17; AUG: 0; SEP: 0; OCT: 0; NOV: 0; DEC: 0 | Y | North | FC
PGNC_1_PDRP05 | NCNB | DR | DEMAND | PGNC_1_PDRP05 | JUL: 0.4; AUG: 0.7; SEP: 1; OCT: 0.15; NOV: 0; DEC: 0 | Y | North | FC
PGNC_1_PDRP09 | NCNB | DR | DEMAND | PGNC_1_PDRP09 |  |  |  |  | 0.69 | 0 | 0 | 0 | 0 | 0 | 0 | 0 | Y | North | FC
PGNC_1_PDRP17 | NCNB | DR | DEMAND | PGNC_1_PDRP17 | AUG: 0.13; SEP: 0; OCT: 0.14; NOV: 0; DEC: 0 | Y | North | FC
PGNC_1_PDRP19 | NCNB | DR | DEMAND | PGNC_1_PDRP19 | 0.24 | 0 | 0 | 0 | 0 | 0 | 0 | 0 | 0 | 0 | 0 | 0 | Y | North | FC
PGNC_1_PDRP26 | NCNB | DR | DEMAND | PGNC_1_PDRP26 | 0.28 | 0.12 | 0 | 0.11 | 0.14 | 0.17 | 0.16 | 0.24 | 0.12 | 0 | 0 | 0 | Y | North | FC
PGNC_2_PDRP13 | NCNB | DR | DEMAND | PGNC_2_PDRP13 |  |  |  | 0.75 | 1.07 | 1.07 | 0 | 0 | 0 | 0 | 0 | 0 | Y | North | FC
PGNP_2_PDRP08 | CAISO System | DR | DEMAND | PGNP_2_PDRP08 | 2.1 | 2.1 | 2.1 | 2.1 | 2.1 | 2.1 | 2.1 | 2.1 | 2.1 | 2.1 | 0 | 0 | Y | North | FC
PGNP_2_PDRP09 | CAISO System | DR | DEMAND | PGNP_2_PDRP09 | JUN: 0.2; JUL: 0.18; AUG: 0.1; SEP: 0; OCT: 0; NOV: 0; DEC: 0 | Y | North | FC
PGNP_2_PDRP10 | CAISO System | DR | DEMAND | PGNP_2_PDRP10 | 0.13 | 0.4 | 0.16 | 0.13 | 0.17 | 0.15 | 0.2 | 0.1 | 0 | 0.16 | 0 | 0 | Y | North | FC
PGNP_2_PDRP11 | CAISO System | DR | DEMAND | PGNP_2_PDRP11 | JUN: 0.21; JUL: 0.18; AUG: 0.1; SEP: 0; OCT: 0; NOV: 0; DEC: 0 | Y | North | FC
PGNP_2_PDRP16 | CAISO System | DR | DEMAND | PGNP_2_PDRP16 | JUN: 0.17; JUL: 0.2; AUG: 0.1; SEP: 0; OCT: 0; NOV: 0; DEC: 0 | Y | North | FC
PGNP_2_PDRP17 | CAISO System | DR | DEMAND | PGNP_2_PDRP17 | JUL: 0.18; AUG: 0.1; SEP: 0; OCT: 0; NOV: 0; DEC: 0 | Y | North | FC
PGNP_2_PDRP18 | CAISO System | DR | DEMAND | PGNP_2_PDRP18 | JUN: 0.18; JUL: 0.2; AUG: 0.1; SEP: 0; OCT: 0; NOV: 0; DEC: 0 | Y | North | FC
PGNP_2_PDRP19 | CAISO System | DR | DEMAND | PGNP_2_PDRP19 | JUL: 0.18; AUG: 0; SEP: 0; OCT: 0; NOV: 0; DEC: 0 | Y | North | FC
PGNP_2_PDRP20 | CAISO System | DR | DEMAND | PGNP_2_PDRP20 | JUN: 0.18; JUL: 0.17; AUG: 0; SEP: 0; OCT: 0; NOV: 0; DEC: 0 | Y | North | FC
PGNP_2_PDRP21 | CAISO System | DR | DEMAND | PGNP_2_PDRP21 |  |  |  |  | 0.22 | 0.8 | 0.9 | 0.8 | 0.8 | 0 | 0 | 0 | Y | North | FC
PGNP_2_PDRP30 | CAISO System | DR | DEMAND | PGNP_2_PDRP30 | 0.16 | 0.29 | 0.13 | 0.98 | 0.16 | 0.29 | 0.52 | 0 | 0 | 0.1 | 0 | 0 | Y | North | FC
PGNP_2_PDRP31 | CAISO System | DR | DEMAND | PGNP_2_PDRP31 |  |  |  |  | 0.61 | 0.95 | 0.11 | 0.55 | 0.38 | 0.18 | 0 | 0 | Y | North | FC
PGNP_2_PDRP34 | CAISO System | DR | DEMAND | PGNP_2_PDRP34 | 0.15 | 0 | 0.11 | 0 | 0.62 | 0.99 | 0.14 | 0.31 | 0.19 | 0.26 | 0 | 0 | Y | North | FC
PGNP_2_PDRP39 | CAISO System | DR | DEMAND | VLTS_PDR_PGNP_02 |  |  |  | 1.06 | 1.6 | 1.6 | 1.6 | 1.6 | 1.28 | 1.07 | 0 | 0 | Y | North | FC
PGNP_2_PDRP40 | CAISO System | DR | DEMAND | PGNP_2_PDRP40 |  | 0.21 | 0.12 | 0 | 0.29 | 0.39 | 0.17 | 0.23 | 0.29 | 0.22 | 0 | 0 | Y | North | FC
PGNP_2_PDRP41 | CAISO System | DR | DEMAND | PGNP_2_PDRP41 | 0.11 | 0 | 0.13 | 0 | 0.14 | 0.62 | 0 | 0.14 | 0 | 0 | 0 | 0 | Y | North | FC
PGNP_2_PDRP42 | CAISO System | DR | DEMAND | PGNP_2_PDRP42 | JUL: 0.17; AUG: 0.21; SEP: 0.41; OCT: 0; NOV: 0; DEC: 0 | Y | North | FC
PGNP_2_PDRP43 | CAISO System | DR | DEMAND | PGNP_2_PDRP43 | JUN: 0.55; JUL: 0.14; AUG: 0.27; SEP: 0.34; OCT: 0.27; NOV: 0; DEC: 0 | Y | North | FC
PGNP_2_PDRP44 | CAISO System | DR | DEMAND | PGNP_2_PDRP44 |  |  |  | 0.38 | 0 | 0 | 0 | 0.19 | 0.1 | 0.99 | 0 | 0 | Y | North | FC
PGNP_2_PDRP46 | CAISO System | DR | DEMAND | PGNP_2_PDRP46 | 0.32 | 0.32 | 0.99 | 0 | 0.9 | 0.55 | 0.11 | 0.11 | 0.11 | 0 | 0 | 0 | Y | North | FC
PGNP_2_PDRP47 | CAISO System | DR | DEMAND | PGNP_2_PDRP47 |  | 0.15 | 0 | 0 | 0 | 0.11 | 0 | 0 | 0.14 | 0.11 | 0 | 0 | Y | North | FC
PGNP_2_PDRP48 | CAISO System | DR | DEMAND | PGNP_2_PDRP48 |  |  |  | 0.16 | 0 | 0 | 0.35 | 0 | 0 | 0.13 | 0 | 0 | Y | North | FC
PGNP_2_PDRP49 | CAISO System | DR | DEMAND | PGNP_2_PDRP49 | 0.49 | 0 | 0 | 0 | 0.54 | 0.51 | 0.65 | 0.65 | 0.65 | 0.49 | 0 | 0 | Y | North | FC
PGNP_2_PDRP50 | CAISO System | DR | DEMAND | PGNP_2_PDRP50 |  |  |  |  | 0.26 | 0.7 | 0 | 0.56 | 0.59 | 0.12 | 0 | 0 | Y | North | FC
PGNP_2_PDRP53 | CAISO System | DR | DEMAND | VLTS_PDR_PGNP_04 | 1.33 | 1.33 | 1.33 | 1.33 | 1.6 | 1.5 | 1.6 | 1.6 | 1.6 | 1.6 | 0 | 0 | Y | North | FC
PGP2_2_PDRP07 | Bay Area | DR | DEMAND | PGP2_2_PDRP07 |  |  |  | 0.16 | 0.3 | 0.2 | 0.18 | 0 | 0 | 0.19 | 0 | 0 | Y | North | FC
PGP2_2_PDRP08 | Bay Area | DR | DEMAND | PGP2_2_PDRP08 | 0.13 | 0.35 | 0.16 | 0.17 | 0.19 | 0.15 | 0.17 | 0 | 0 | 0.16 | 0 | 0 | Y | North | FC
PGP2_2_PDRP17 | Bay Area | DR | DEMAND | PGP2_2_PDRP17 |  |  |  |  | 0.23 | 0.8 | 0.8 | 0.8 | 0.8 | 0.5 | 0 | 0 | Y | North | FC
PGP2_2_PDRP22 | Bay Area | DR | DEMAND | PGP2_2_PDRP22 | JUL: 0.8; AUG: 0.7; SEP: 1; OCT: 0.15; NOV: 0; DEC: 0 | Y | North | FC
PGP2_2_PDRP23 | Bay Area | DR | DEMAND | PGP2_2_PDRP23 | JUN: 1.2; JUL: 0; AUG: 0; SEP: 0; OCT: 0; NOV: 0; DEC: 0 | Y | North | FC
PGP2_2_PDRP35 | Bay Area | DR | DEMAND | PGP2_2_PDRP35 |  |  |  |  | 0.34 | 0.35 | 0.38 | 0.38 | 0.38 | 0.35 | 0 | 0 | Y | North | FC
PGP2_2_PDRP38 | Bay Area | DR | DEMAND | PGP2_2_PDRP38 | 0.37 | 0.37 | 0.99 | 0 | 0.14 | 0.99 | 0.15 | 0.12 | 0 | 0 | 0 | 0 | Y | North | FC
PGP2_2_PDRP42 | Bay Area | DR | DEMAND | PGP2_2_PDRP42 |  |  |  | 0.31 | 0.66 | 0.54 | 0.63 | 0.29 | 0.21 | 0.23 | 0 | 0 | Y | North | FC
PGP2_2_PDRP47 | Bay Area | DR | DEMAND | PGP2_2_PDRP47 | SEP: 0.9; OCT: 0; NOV: 0; DEC: 0 | Y | North | FC
PGP2_2_PDRP48 | Bay Area | DR | DEMAND | PGP2_2_PDRP48 | JUL: 0.11; AUG: 0; SEP: 0; OCT: 0; NOV: 0; DEC: 0 | Y | North | FC
PGP2_2_PDRP53 | Bay Area | DR | DEMAND | PGP2_2_PDRP53 | SEP: 0.38; OCT: 0; NOV: 0; DEC: 0 | Y | North | FC
PGP2_2_PDRP54 | Bay Area | DR | DEMAND | PGP2_2_PDRP54 | AUG: 0.2; SEP: 0.14; OCT: 0.97; NOV: 0; DEC: 0 | Y | North | FC
PGP2_2_PDRP55 | Bay Area | DR | DEMAND | PGP2_2_PDRP55 |  |  |  |  | 0.14 | 0 | 0 | 0.27 | 0.79 | 0.33 | 0 | 0 | Y | North | FC
PGP2_2_PDRP56 | Bay Area | DR | DEMAND | PGP2_2_PDRP56 | SEP: 0.37; OCT: 0; NOV: 0; DEC: 0 | Y | North | FC
PGP2_2_PDRP58 | Bay Area | DR | DEMAND | PGP2_2_PDRP58 |  |  |  |  | 0.57 | 1.4 | 1.6 | 1.6 | 1.49 | 1.07 | 0 | 0 | Y | North | FC
PGP2_2_PDRP60 | Bay Area | DR | DEMAND | PGP2_2_PDRP60 |  |  |  | 0.99 | 0.89 | 0.99 | 0.99 | 0 | 0 | 0 | 0 | 0 | Y | North | FC
PGP2_2_PDRP61 | Bay Area | DR | DEMAND | PGP2_2_PDRP61 | SEP: 0.12; OCT: 0; NOV: 0; DEC: 0 | Y | North | FC
PGP2_2_PDRP62 | Bay Area | DR | DEMAND | PGP2_2_PDRP62 | 0.14 | 0.36 | 0.13 | 0.22 | 0.36 | 0.25 | 0.43 | 0.38 | 0.24 | 0.38 | 0 | 0 | Y | North | FC
PGP2_2_PDRP63 | Bay Area | DR | DEMAND | PGP2_2_PDRP63 |  |  | 0.13 | 0 | 0 | 0.24 | 0 | 0.1 | 0.22 | 0.13 | 0 | 0 | Y | North | FC
PGP2_2_PDRP65 | Bay Area | DR | DEMAND | PGP2_2_PDRP65 | AUG: 0.12; SEP: 0; OCT: 0; NOV: 0; DEC: 0 | Y | North | FC
PGP2_2_PDRP67 | Bay Area | DR | DEMAND | PGP2_2_PDRP67 | 0.19 | 0.15 | 0 | 0 | 0 | 0 | 0.28 | 0 | 0 | 0 | 0 | 0 | Y | North | FC
PGP2_2_PDRP68 | Bay Area | DR | DEMAND | PGP2_2_PDRP68 | 0.11 | 0.11 | 0.14 | 0 | 0 | 0 | 0.1 | 0 | 0 | 0.1 | 0 | 0 | Y | North | FC
PGP2_2_PDRP69 | Bay Area | DR | DEMAND | PGEB_2_PDRP69 |  |  | 0.12 | 0 | 0 | 0 | 0 | 0.84 | 0 | 0 | 0 | 0 | Y | North | FC
PGSB_1_PDRP04 | Bay Area | DR | DEMAND | PGSB_1_PDRP04 |  |  |  | 0.17 | 0.17 | 0.22 | 0.17 | 0.1 | 0 | 0.18 | 0 | 0 | Y | North | FC
PGSB_1_PDRP10 | Bay Area | DR | DEMAND | PGSB_1_PDRP10 | JUN: 1.2; JUL: 0; AUG: 0; SEP: 0; OCT: 0; NOV: 0; DEC: 0 | Y | North | FC
PGSB_1_PDRP101 | Bay Area | DR | DEMAND | VLTS_PDR_PGSB_04 |  |  |  | 2.13 | 2.67 | 2.67 | 1.6 | 1.6 | 1.95 | 1.6 | 0 | 0 | Y | North | FC
PGSB_1_PDRP102 | Bay Area | DR | DEMAND | PGSB_1_PDRP102 | JUL: 0.14; AUG: 0.38; SEP: 0; OCT: 0; NOV: 0; DEC: 0 | Y | North | FC
PGSB_1_PDRP103 | Bay Area | DR | DEMAND | PGSB_1_PDRP103 | JUL: 0.99; AUG: 0.11; SEP: 0; OCT: 0; NOV: 0; DEC: 0 | Y | North | FC
PGSB_1_PDRP104 | Bay Area | DR | DEMAND | PGSB_1_PDRP104 | 0.53 | 0.73 | 0.99 | 0 | 0 | 0 | 0 | 0 | 0 | 0.27 | 0 | 0 | Y | North | FC
PGSB_1_PDRP11 | Bay Area | DR | DEMAND | PGSB_1_PDRP11 | 0.13 | 0.44 | 0.16 | 0.15 | 0.2 | 0.21 | 0.18 | 0.1 | 0 | 0.19 | 0 | 0 | Y | North | FC
PGSB_1_PDRP111 | Bay Area | DR | DEMAND | VLTS_PDR_PGSB_05 | JUL: 2.13; AUG: 2.13; SEP: 1.6; OCT: 1.07; NOV: 0; DEC: 0 | Y | North | FC
PGSB_1_PDRP17 | Bay Area | DR | DEMAND | PGSB_1_PDRP17 | JUN: 0.2; JUL: 0.18; AUG: 0.1; SEP: 0; OCT: 0; NOV: 0; DEC: 0 | Y | North | FC
PGSB_1_PDRP29 | Bay Area | DR | DEMAND | PGSB_1_PDRP29 | JUL: 0.18; AUG: 0.1; SEP: 0; OCT: 0; NOV: 0; DEC: 0 | Y | North | FC
PGSB_1_PDRP30 | Bay Area | DR | DEMAND | PGSB_1_PDRP30 |  |  |  |  | 0.17 | 0.22 | 0.17 | 0.1 | 0 | 0.18 | 0 | 0 | Y | North | FC
PGSB_1_PDRP31 | Bay Area | DR | DEMAND | PGSB_1_PDRP31 | JUL: 0.18; AUG: 0.1; SEP: 0; OCT: 0; NOV: 0; DEC: 0 | Y | North | FC
PGSB_1_PDRP32 | Bay Area | DR | DEMAND | PGSB_1_PDRP32 |  |  |  |  | 0.17 | 0.22 | 0.17 | 0.1 | 0 | 0.16 | 0 | 0 | Y | North | FC
PGSB_1_PDRP53 | Bay Area | DR | DEMAND | PGSB_1_PDRP53 | JUL: 1; AUG: 1; SEP: 1.2; OCT: 0; NOV: 0; DEC: 0 | Y | North | FC
PGSB_1_PDRP54 | Bay Area | DR | DEMAND | PGSB_1_PDRP54 | JUL: 0.55; AUG: 0.7; SEP: 1; OCT: 0.15; NOV: 0; DEC: 0 | Y | North | FC
PGSB_1_PDRP55 | Bay Area | DR | DEMAND | PGSB_1_PDRP55 | JUN: 1.3; JUL: 0; AUG: 0; SEP: 0; OCT: 0; NOV: 0; DEC: 0 | Y | North | FC
PGSB_1_PDRP56 | Bay Area | DR | DEMAND | PGSB_1_PDRP56 | 0.14 | 0.14 | 0.16 | 0.31 | 0.45 | 0.63 | 0.7 | 0.7 | 0.7 | 0.42 | 0 | 0 | Y | North | FC
PGSB_1_PDRP57 | Bay Area | DR | DEMAND | PGSB_1_PDRP57 | 0.1 | 0.1 | 0.1 | 0.11 | 0.16 | 0.22 | 0.25 | 0.25 | 0.25 | 0.15 | 0 | 0 | Y | North | FC
PGSB_1_PDRP58 | Bay Area | DR | DEMAND | PGSB_1_PDRP58 | 0.17 | 0.17 | 0.18 | 0.36 | 0.52 | 0.72 | 0.81 | 0.81 | 0.81 | 0.49 | 0 | 0 | Y | North | FC
PGSB_1_PDRP60 | Bay Area | DR | DEMAND | PGSB_1_PDRP60 |  |  |  |  | 2.16 | 0 | 0 | 1.09 | 0 | 0 | 0 | 0 | Y | North | FC
PGSB_1_PDRP63 | Bay Area | DR | DEMAND | PGSB_1_PDRP63 | AUG: 0.43; SEP: 0; OCT: 0.3; NOV: 0; DEC: 0 | Y | North | FC
PGSB_1_PDRP64 | Bay Area | DR | DEMAND | PGSB_1_PDRP64 | AUG: 0.21; SEP: 0.17; OCT: 0; NOV: 0; DEC: 0 | Y | North | FC
PGSB_1_PDRP66 | Bay Area | DR | DEMAND | PGSB_1_PDRP66 |  |  |  |  | 0.69 | 0.59 | 0 | 0 | 0 | 0 | 0 | 0 | Y | North | FC
PGSB_1_PDRP67 | Bay Area | DR | DEMAND | PGSB_1_PDRP67 | 0.41 | 0.44 | 0.22 | 0 | 0 | 0 | 0 | 0.38 | 0 | 0 | 0 | 0 | Y | North | FC
PGSB_1_PDRP68 | Bay Area | DR | DEMAND | PGSB_1_PDRP68 |  |  |  | 0.99 | 0 | 0.69 | 0 | 0.13 | 0.91 | 0 | 0 | 0 | Y | North | FC
PGSB_1_PDRP69 | Bay Area | DR | DEMAND | PGSB_1_PDRP69 |  |  | 0.23 | 0 | 0 | 0.12 | 0 | 0 | 0.31 | 0.99 | 0 | 0 | Y | North | FC
PGSB_1_PDRP70 | Bay Area | DR | DEMAND | PGSB_1_PDRP70 | 0.11 | 0 | 0 | 0.64 | 0 | 0.18 | 0.2 | 0 | 0.32 | 0 | 0 | 0 | Y | North | FC
PGSB_1_PDRP72 | Bay Area | DR | DEMAND | PGSB_1_PDRP72 | JUL: 0.76; AUG: 0; SEP: 0; OCT: 0; NOV: 0; DEC: 0 | Y | North | FC
PGSB_1_PDRP73 | CAISO System | DR | DEMAND | PGSB_1_PDRP73 | 0.1 | 0.28 | 0.2 | 0.27 | 0.48 | 0.52 | 0.66 | 0 | 0 | 0 | 0 | 0 | Y | North | FC
PGSB_1_PDRP74 | Bay Area | DR | DEMAND | PGSB_1_PDRP74 |  |  |  | 0.37 | 0 | 0 | 0 | 0.11 | 0.54 | 0.11 | 0 | 0 | Y | North | FC
PGSB_1_PDRP76 | Bay Area | DR | DEMAND | PGSB_1_PDRP76 | 0.12 | 0 | 0 | 0 | 0 | 0.99 | 0.17 | 0.16 | 0 | 0.19 | 0 | 0 | Y | North | FC
PGSB_1_PDRP77 | Bay Area | DR | DEMAND | PGSB_1_PDRP77 | 0.11 | 0.13 | 0.17 | 0 | 0.64 | 0.14 | 0.13 | 0.42 | 0.21 | 0.12 | 0 | 0 | Y | North | FC
PGSB_1_PDRP78 | Bay Area | DR | DEMAND | PGSB_1_PDRP78 |  |  |  |  | 0.38 | 0 | 0 | 0 | 0 | 0.1 | 0 | 0 | Y | North | FC
PGSB_1_PDRP83 | Bay Area | DR | DEMAND | PGSB_1_PDRP83 | 0.35 | 0.15 | 0.32 | 0 | 0.61 | 0.99 | 0.41 | 0.57 | 0.63 | 0 | 0 | 0 | Y | North | FC
PGSB_1_PDRP87 | Bay Area | DR | DEMAND | VLTS_PDR_PGSB_1 | 0.18 | 0.21 | 0.21 | 0.21 | 0.21 | 0.2 | 0.21 | 0.21 | 0.21 | 0.21 | 0 | 0 | Y | North | FC
PGSB_1_PDRP90 | Bay Area | DR | DEMAND | PGSB_1_PDRP90 | AUG: 0.17; SEP: 0.19; OCT: 0.13; NOV: 0; DEC: 0 | Y | North | FC
PGSB_1_PDRP91 | Bay Area | DR | DEMAND | PGSB_1_PDRP91 |  |  |  |  | 0.9 | 0 | 0 | 0 | 0 | 0 | 0 | 0 | Y | North | FC
PGSB_1_PDRP92 | Bay Area | DR | DEMAND | PGSB_1_PDRP92 |  |  |  |  | 0.83 | 0 | 0 | 0 | 0 | 0.12 | 0 | 0 | Y | North | FC
PGSB_1_PDRP93 | Bay Area | DR | DEMAND | PGSB_1_PDRP93 | JUL: 0.17; AUG: 0; SEP: 0.1; OCT: 0; NOV: 0; DEC: 0 | Y | North | FC
PGSB_1_PDRP94 | Bay Area | DR | DEMAND | PGSB_1_PDRP94 | SEP: 0.55; OCT: 0.1; NOV: 0; DEC: 0 | Y | North | FC
PGSB_1_PDRP95 | Bay Area | DR | DEMAND | PGSB_1_PDRP95 | JUL: 0.84; AUG: 0.84; SEP: 0.84; OCT: 0.86; NOV: 0; DEC: 0 | Y | North | FC
PGSB_1_PDRP97 | Bay Area | DR | DEMAND | VLTS_PDR_PGSB_03 | 0.14 | 0.16 | 0.16 | 0 | 0.16 | 0.15 | 0.16 | 0.16 | 0.16 | 0.16 | 0 | 0 | Y | North | FC
PGSF_2_PDRP04 | Bay Area | DR | DEMAND | PGSF_2_PDRP04 |  |  |  |  | 0.17 | 0.15 | 0.17 | 0 | 0 | 0 | 0 | 0 | Y | North | FC
PGSF_2_PDRP08 | Bay Area | DR | DEMAND | PGSF_2_PDRP08 |  |  |  |  | 0.1 | 0.2 | 0.3 | 0.5 | 0.3 | 0.4 | 0 | 0 | Y | North | FC
PGSF_2_PDRP33 | Bay Area | DR | DEMAND | PGSF_2_PDRP33 |  |  |  | 0.55 | 0.95 | 0 | 0 | 0 | 0 | 0.14 | 0 | 0 | Y | North | FC
PGSF_2_PDRP34 | Bay Area | DR | DEMAND | PGSF_2_PDRP34 |  |  |  |  | 0.19 | 0.17 | 0 | 0 | 0 | 0 | 0 | 0 | Y | North | FC
PGSF_2_PDRP35 | Bay Area | DR | DEMAND | PGSF_2_PDRP35 | SEP: 0.12; OCT: 0; NOV: 0; DEC: 0 | Y | North | FC
PGSF_2_PDRP36 | Bay Area | DR | DEMAND | PGSF_2_PDRP36 |  |  |  | 0.59 | 0 | 0 | 0.26 | 0.17 | 0.19 | 0 | 0 | 0 | Y | North | FC
PGSF_2_PDRP37 | Bay Area | DR | DEMAND | PGSF_2_PDRP37 |  |  |  |  | 2.17 | 0 | 0 | 0.12 | 0 | 0 | 0 | 0 | Y | North | FC
PGSF_2_PDRP38 | Bay Area | DR | DEMAND | PGSF_2_PDRP38 | 0.16 | 0.14 | 0 | 0 | 0 | 0 | 0 | 0 | 0 | 0 | 0 | 0 | Y | North | FC
PGSF_2_PDRP39 | Bay Area | DR | DEMAND | PGSF_2_PDRP39 | JUL: 0.22; AUG: 0.22; SEP: 0.22; OCT: 0.15; NOV: 0; DEC: 0 | Y | North | FC
PGSF_2_PDRP46 | Bay Area | DR | DEMAND | PGSF_2_PDRP46 |  |  |  | 0.2 | 0 | 0.12 | 0 | 0 | 0 | 0.1 | 0 | 0 | Y | North | FC
PGSF_2_PDRP49 | Bay Area | DR | DEMAND | VLTS_PDR_PGSF_1 |  |  |  | 0.32 | 0.53 | 0.53 | 0.53 | 0.53 | 0.53 | 0.32 | 0 | 0 | Y | North | FC
PGSF_2_PDRP50 | Bay Area | DR | DEMAND | PGSF_2_PDRP50 | SEP: 0.1; OCT: 0.74; NOV: 0; DEC: 0 | Y | North | FC
PGSF_2_PDRP51 | Bay Area | DR | DEMAND | PGSF_2_PDRP51 | 0.31 | 0.57 | 0.99 | 0.99 | 0 | 0 | 0 | 0.14 | 0 | 0.99 | 0 | 0 | Y | North | FC
PGSF_2_PDRP52 | Bay Area | DR | DEMAND | PGSF_2_PDRP52 |  |  |  | 0.15 | 0 | 0.15 | 0 | 0 | 0 | 0 | 0 | 0 | Y | North | FC
PGSF_2_PDRP53 | Bay Area | DR | DEMAND | PGSF_2_PDRP53 |  |  |  |  | 0.13 | 0.12 | 0.13 | 0.26 | 0.21 | 0 | 0 | 0 | Y | North | FC
PGSF_2_PDRP56 | Bay Area | DR | DEMAND | PGSF_2_PDRP56 | 0.47 | 0.14 | 0.99 | 0 | 0.62 | 0.14 | 0.99 | 0.22 | 0.13 | 0.3 | 0 | 0 | Y | North | FC
PGSF_2_PDRP57 | Bay Area | DR | DEMAND | PGSF_2_PDRP57 | 0.14 | 0.28 | 0.12 | 0 | 0.99 | 0.26 | 0.36 | 0.34 | 0.3 | 0 | 0 | 0 | Y | North | FC
PGSF_2_PDRP58 | Bay Area | DR | DEMAND | VLTS_PDR_PGSF_02 | 0.23 | 0.27 | 0.27 | 1.07 | 1.07 | 1 | 1.07 | 1.07 | 1.07 | 1.07 | 0 | 0 | Y | North | FC
PGSI_1_PDRP09 | Sierra | DR | DEMAND | PGSI_1_PDRP09 | 0.13 | 0.13 | 0.16 | 0.14 | 0.2 | 0.2 | 0.18 | 0.1 | 0 | 0.19 | 0 | 0 | Y | North | FC
PGSI_1_PDRP10 | Sierra | DR | DEMAND | PGSI_1_PDRP10 | 0.13 | 0.13 | 0.16 | 0.13 | 0.17 | 0.15 | 0.17 | 0.1 | 0 | 0.16 | 0 | 0 | Y | North | FC
PGSI_1_PDRP11 | Sierra | DR | DEMAND | PGSI_1_PDRP11 | 0.13 | 0.13 | 0.16 | 0.14 | 0.2 | 0.2 | 0.18 | 0.1 | 0 | 0.19 | 0 | 0 | Y | North | FC
PGSI_1_PDRP12 | Sierra | DR | DEMAND | PGSI_1_PDRP12 | 0.13 | 0.12 | 0.16 | 0.13 | 0.17 | 0.15 | 0.17 | 0.1 | 0 | 0.16 | 0 | 0 | Y | North | FC
PGSI_1_PDRP15 | Sierra | DR | DEMAND | PGSI_1_PDRP15 |  |  |  |  | 0.2 | 0.2 | 0.18 | 0.1 | 0 | 0.19 | 0 | 0 | Y | North | FC
PGSI_1_PDRP16 | Sierra | DR | DEMAND | PGSI_1_PDRP16 |  |  |  | 0.13 | 0.17 | 0.15 | 0.17 | 0.1 | 0 | 0.16 | 0 | 0 | Y | North | FC
PGSI_1_PDRP17 | Sierra | DR | DEMAND | PGSI_1_PDRP17 |  |  |  |  | 0.2 | 0.3 | 0.18 | 0 | 0 | 0.19 | 0 | 0 | Y | North | FC
PGSI_1_PDRP20 | Sierra | DR | DEMAND | PGSI_1_PDRP20 |  |  |  |  | 0.17 | 0.15 | 0.17 | 0.1 | 0 | 0.16 | 0 | 0 | Y | North | FC
PGSI_1_PDRP21 | Sierra | DR | DEMAND | PGSI_1_PDRP21 | JUL: 0.8; AUG: 1.15; SEP: 1.4; OCT: 0; NOV: 0; DEC: 0 | Y | North | FC
PGSI_1_PDRP22 | Sierra | DR | DEMAND | PGSI_1_PDRP22 | JUN: 0.15; JUL: 0.17; AUG: 0; SEP: 0; OCT: 0; NOV: 0; DEC: 0 | Y | North | FC
PGSI_1_PDRP23 | Sierra | DR | DEMAND | PGSI_1_PDRP23 | JUN: 1.3; JUL: 0; AUG: 0; SEP: 0; OCT: 0; NOV: 0; DEC: 0 | Y | North | FC
PGSI_1_PDRP24 | Sierra | DR | DEMAND | PGSI_1_PDRP24 | JUN: 0.15; JUL: 0.17; AUG: 0; SEP: 0; OCT: 0; NOV: 0; DEC: 0 | Y | North | FC
PGSI_1_PDRP26 | Sierra | DR | DEMAND | PGSI_1_PDRP26 | JUN: 0.2; JUL: 0.17; AUG: 0; SEP: 0; OCT: 0; NOV: 0; DEC: 0 | Y | North | FC
PGSI_1_PDRP28 | Sierra | DR | DEMAND | PGSI_1_PDRP28 | JUN: 0.8; JUL: 0.3; AUG: 0.2; SEP: 0.3; OCT: 0; NOV: 0; DEC: 0 | Y | North | FC
PGSI_1_PDRP29 | Sierra | DR | DEMAND | PGSI_1_PDRP29 | 1.5 | 1.5 | 1.5 | 1.5 | 1.5 | 1.5 | 1.5 | 1.5 | 1.5 | 1.5 | 0 | 0 | Y | North | FC
PGSI_1_PDRP31 | Sierra | DR | DEMAND | PGSI_1_PDRP31 |  | 0.13 | 0.14 | 0 | 0.51 | 0.2 | 0.13 | 0.14 | 0.26 | 0.58 | 0 | 0 | Y | North | FC
PGSI_1_PDRP33 | Sierra | DR | DEMAND | PGSI_1_PDRP33 |  |  |  | 0.48 | 0.12 | 0 | 0 | 0.66 | 0.72 | 0 | 0 | 0 | Y | North | FC
PGSI_1_PDRP35 | Sierra | DR | DEMAND | PGSI_1_PDRP35 |  |  | 0.15 | 0 | 0.14 | 0.18 | 0.11 | 0.92 | 0.22 | 0 | 0 | 0 | Y | North | FC
PGSI_1_PDRP36 | Sierra | DR | DEMAND | PGSI_1_PDRP36 | JUL: 0.25; AUG: 0.2; SEP: 0.23; OCT: 0.31; NOV: 0; DEC: 0 | Y | North | FC
PGSI_1_PDRP37 | Sierra | DR | DEMAND | PGSI_1_PDRP37 | 0.13 | 0.11 | 0 | 0 | 0 | 0 | 0.39 | 0.21 | 0.15 | 0.37 | 0 | 0 | Y | North | FC
PGSI_1_PDRP40 | Sierra | DR | DEMAND | PGSI_1_PDRP40 |  |  |  |  | 0.1 | 0 | 0.12 | 0.19 | 0.79 | 0.13 | 0 | 0 | Y | North | FC
PGSI_1_PDRP42 | Sierra | DR | DEMAND | PGSI_1_PDRP42 |  | 0.19 | 0.12 | 0.12 | 0.22 | 0.41 | 0.31 | 0.27 | 0.43 | 0.28 | 0 | 0 | Y | North | FC
PGSI_1_PDRP43 | Sierra | DR | DEMAND | PGSI_1_PDRP43 |  |  |  |  | 0.11 | 0.47 | 0 | 0.3 | 0 | 0.37 | 0 | 0 | Y | North | FC
PGSI_1_PDRP44 | Sierra | DR | DEMAND | PGSI_1_PDRP44 | 0.14 | 0 | 0 | 0.44 | 0 | 0.11 | 0.15 | 0 | 0 | 0 | 0 | 0 | Y | North | FC
PGSI_1_PDRP45 | Sierra | DR | DEMAND | PGSI_1_PDRP45 |  |  | 0.15 | 0 | 0 | 0.1 | 0.2 | 0.1 | 0.13 | 0.43 | 0 | 0 | Y | North | FC
PGSI_1_PDRP48 | Sierra | DR | DEMAND | PGSI_1_PDRP48 |  |  |  | 0.21 | 0.83 | 0.89 | 0.95 | 0.95 | 0.95 | 0.75 | 0 | 0 | Y | North | FC
PGSI_1_PDRP49 | Sierra | DR | DEMAND | PGSI_1_PDRP49 | 0.17 | 0.19 | 0 | 0 | 0.1 | 0.23 | 0.23 | 0 | 0 | 0.11 | 0 | 0 | Y | North | FC
PGSI_1_PDRP51 | Sierra | DR | DEMAND | VLTS_PDR_PGSI_02 | 0.61 | 0.75 | 1.28 | 1.28 | 1.28 | 1.2 | 1.28 | 1.28 | 1.28 | 1.28 | 0 | 0 | Y | North | FC
PGSI_1_PDRP59 | Sierra | DR | DEMAND | VLTS_PDR_PGSI_03 |  |  |  | 0.32 | 0.53 | 0.53 | 0.53 | 0.53 | 0.53 | 0.32 | 0 | 0 | Y | North | FC
PGST_2_PDRP07 | Stockton | DR | DEMAND | PGST_2_PDRP07 | JUL: 0.6; AUG: 0.45; SEP: 0.7; OCT: 0; NOV: 0; DEC: 0 | Y | North | FC
PGST_2_PDRP08 | Stockton | DR | DEMAND | PGST_2_PDRP08 | 0.13 | 0.1 | 0.16 | 0.13 | 0.17 | 0.15 | 0.17 | 0 | 0 | 0.17 | 0 | 0 | Y | North | FC
PGST_2_PDRP09 | Stockton | DR | DEMAND | PGST_2_PDRP09 | 0.13 | 0.12 | 0.16 | 0.14 | 0.2 | 0.2 | 0.18 | 0 | 0 | 0.18 | 0 | 0 | Y | North | FC
PGST_2_PDRP10 | Stockton | DR | DEMAND | PGST_2_PDRP10 | 0.13 | 0.1 | 0.16 | 0.13 | 0.17 | 0.15 | 0.17 | 0 | 0 | 0.17 | 0 | 0 | Y | North | FC
PGST_2_PDRP11 | Stockton | DR | DEMAND | PGST_2_PDRP11 | 0.13 | 0.12 | 0.16 | 0.14 | 0.2 | 0.2 | 0.18 | 0 | 0 | 0.18 | 0 | 0 | Y | North | FC
PGST_2_PDRP13 | Stockton | DR | DEMAND | PGST_2_PDRP13 | JUN: 1.3; JUL: 0; AUG: 0; SEP: 0; OCT: 0; NOV: 0; DEC: 0 | Y | North | FC
PGST_2_PDRP14 | Stockton | DR | DEMAND | PGST_2_PDRP14 | 0.13 | 0.1 | 0.16 | 0.13 | 0.17 | 0.15 | 0.17 | 0 | 0 | 0.16 | 0 | 0 | Y | North | FC
PGST_2_PDRP15 | Stockton | DR | DEMAND | PGST_2_PDRP15 |  |  |  |  | 0.1 | 0.8 | 0.5 | 0.5 | 0.5 | 0 | 0 | 0 | Y | North | FC
PGST_2_PDRP16 | Stockton | DR | DEMAND | PGST_2_PDRP16 | JUL: 0.4; AUG: 0.4; SEP: 0.4; OCT: 0.31; NOV: 0; DEC: 0 | Y | North | FC
PGST_2_PDRP17 | Stockton | DR | DEMAND | PGST_2_PDRP17 | AUG: 0.27; SEP: 0.38; OCT: 0.7; NOV: 0; DEC: 0 | Y | North | FC
PGST_2_PDRP22 | Stockton | DR | DEMAND | VLTS_PDR_PGST_1 | 0.57 | 0.75 | 0.75 | 0 | 0 | 0 | 0 | 0 | 0 | 0 | 0 | 0 | Y | North | FC
PGST_2_PDRP30 | Stockton | DR | DEMAND | PGST_2_PDRP30 | JUL: 0.11; AUG: 0.12; SEP: 0; OCT: 0; NOV: 0; DEC: 0 | Y | North | FC
PGST_2_PDRP31 | Stockton | DR | DEMAND | PGST_2_PDRP31 |  | 0.12 | 0.43 | 0 | 0.91 | 0.48 | 0.32 | 0 | 0.31 | 0.19 | 0 | 0 | Y | North | FC
PGST_2_PDRP32 | Stockton | DR | DEMAND | PGST_2_PDRP32 | 0.13 | 0.12 | 0.1 | 0.11 | 0.12 | 0.16 | 0.28 | 0.2 | 0 | 0.13 | 0 | 0 | Y | North | FC
PGST_2_PDRP33 | Stockton | DR | DEMAND | PGST_2_PDRP33 | JUL: 0.12; AUG: 0.24; SEP: 0.15; OCT: 0; NOV: 0; DEC: 0 | Y | North | FC
PGST_2_PDRP34 | Stockton | DR | DEMAND | PGST_2_PDRP34 | 0.77 | 0.37 | 0.99 | 0 | 0.99 | 0 | 0 | 0 | 0.3 | 0.4 | 0 | 0 | Y | North | FC
PGST_2_PDRP35 | Stockton | DR | DEMAND | PGST_2_PDRP35 | 0.11 | 0 | 0 | 0 | 0 | 0.4 | 0 | 0.19 | 0.73 | 0.13 | 0 | 0 | Y | North | FC
PGST_2_PDRP36 | Stockton | DR | DEMAND | PGST_2_PDRP36 |  | 0.2 | 0.18 | 0 | 0.1 | 0 | 0 | 0.17 | 0.15 | 0 | 0 | 0 | Y | North | FC
PGST_2_PDRP37 | Stockton | DR | DEMAND | PGST_2_PDRP37 | 0.26 | 0 | 0 | 0 | 0 | 0 | 0.17 | 0.36 | 0.14 | 0.99 | 0 | 0 | Y | North | FC
PGST_2_PDRP38 | Stockton | DR | DEMAND | PGST_2_PDRP38 |  |  |  |  | 0.29 | 0.24 | 0 | 0 | 0 | 0 | 0 | 0 | Y | North | FC
PGST_2_PDRP39 | Stockton | DR | DEMAND | PGST_2_PDRP39 |  |  |  | 0.36 | 0 | 1.19 | 0.11 | 0.11 | 0 | 0 | 0 | 0 | Y | North | FC
PGST_2_PDRP40 | Stockton | DR | DEMAND | VLTS_PDR_PGST_2 | JUN: 1.07; JUL: 1.6; AUG: 1.6; SEP: 1.28; OCT: 1.07; NOV: 0; DEC: 0 | Y | North | FC
PGZP_2_PDRP07 | CAISO System | DR | DEMAND | PGZP_2_PDRP07 |  |  |  | 0.14 | 0.2 | 0.1 | 0.18 | 0 | 0 | 0.18 | 0 | 0 | Y | North | FC
PGZP_2_PDRP08 | CAISO System | DR | DEMAND | PGZP_2_PDRP08 |  |  |  | 0.13 | 0.17 | 0.1 | 0.17 | 0 | 0 | 0.16 | 0 | 0 | Y | North | FC
PGZP_2_PDRP10 | CAISO System | DR | DEMAND | PGZP_2_PDRP10 | JUL: 1.2; AUG: 1; SEP: 0.55; OCT: 0; NOV: 0; DEC: 0 | Y | North | FC
PGZP_2_PDRP22 | CAISO System | DR | DEMAND | PGZP_2_PDRP22 | 1.5 | 1.5 | 1.5 | 1.5 | 1.5 | 1.5 | 1.5 | 1.5 | 1.5 | 1.5 | 0 | 0 | Y | North | FC
PGZP_2_PDRP24 | CAISO System | DR | DEMAND | PGZP_2_PDRP24 |  |  | 0.13 | 0 | 0.23 | 0.2 | 0.2 | 0.2 | 0.2 | 0 | 0 | 0 | Y | North | FC
PGZP_2_PDRP25 | CAISO System | DR | DEMAND | PGZP_2_PDRP25 | 0.27 | 0.27 | 0 | 0 | 0 | 0.99 | 0 | 0.1 | 0.75 | 0 | 0 | 0 | Y | North | FC
PGZP_2_PDRP26 | CAISO System | DR | DEMAND | PGZP_2_PDRP26 | AUG: 0.8; SEP: 0.14; OCT: 0.79; NOV: 0; DEC: 0 | Y | North | FC
PGZP_2_PDRP27 | CAISO System | DR | DEMAND | PGZP_2_PDRP27 | JUN: 0.19; JUL: 0.19; AUG: 0; SEP: 0; OCT: 0; NOV: 0; DEC: 0 | Y | North | FC
PGZP_2_PDRP28 | CAISO System | DR | DEMAND | PGZP_2_PDRP28 | 0.1 | 0.18 | 0.99 | 0.1 | 0.2 | 0.13 | 0.38 | 0.28 | 0.29 | 0.21 | 0 | 0 | Y | North | FC
PGZP_2_PDRP29 | CAISO System | DR | DEMAND | PGZP_2_PDRP29 | JUN: 0.14; JUL: 0; AUG: 0; SEP: 0; OCT: 0; NOV: 0; DEC: 0 | Y | North | FC
PGZP_2_PDRP31 | CAISO System | DR | DEMAND | PGZP_2_PDRP31 |  | 0.11 | 0.38 | 0 | 0.1 | 0.58 | 0.69 | 0.19 | 0.24 | 0.17 | 0 | 0 | Y | North | FC
PGZP_2_PDRP32 | CAISO System | DR | DEMAND | PGZP_2_PDRP32 |  | 0.43 | 0.52 | 0 | 0 | 0 | 0 | 0 | 0 | 0 | 0 | 0 | Y | North | FC
PGZP_2_PDRP33 | CAISO System | DR | DEMAND | PGZP_2_PDRP33 |  |  |  |  | 0.48 | 0.62 | 0 | 0 | 0 | 0.79 | 0 | 0 | Y | North | FC
PGZP_2_PDRP34 | CAISO System | DR | DEMAND | PGZP_2_PDRP34 |  |  |  |  | 0.56 | 2.61 | 1.67 | 0 | 0.29 | 0 | 0 | 0 | Y | North | FC
PGZP_2_PDRP35 | CAISO System | DR | DEMAND | PGZP_2_PDRP35 | 0.26 | 0 | 0 | 1.03 | 0 | 2.4 | 0 | 0 | 0.16 | 0 | 0 | 0 | Y | North | FC
PGZP_2_PDRP36 | CAISO System | DR | DEMAND | PGZP_2_PDRP36 | 0.11 | 0.11 | 0.61 | 0 | 0.61 | 0.99 | 0.11 | 0.27 | 0 | 0.15 | 0 | 0 | Y | North | FC
PGZP_2_PDRP37 | CAISO System | DR | DEMAND | PGZP_2_PDRP37 |  |  |  |  | 0.66 | 0 | 0.83 | 0.83 | 0.83 | 0.21 | 0 | 0 | Y | North | FC
PGZP_2_PDRP40 | CAISO System | DR | DEMAND | PGZP_2_PDRP40 | JUN: 0.12; JUL: 0; AUG: 0; SEP: 0; OCT: 0.99; NOV: 0; DEC: 0 | Y | North | FC
PGZP_2_PDRP41 | CAISO System | DR | DEMAND | PGZP_2_PDRP41 |  |  |  |  | 0.99 | 0 | 0.11 | 0.26 | 0 | 0.11 | 0 | 0 | Y | North | FC
PGZP_2_PDRP42 | CAISO System | DR | DEMAND | PGZP_2_PDRP42 | JUL: 0.99; AUG: 0; SEP: 0.53; OCT: 0; NOV: 0; DEC: 0 | Y | North | FC
PGZP_2_PDRP43 | CAISO System | DR | DEMAND | PGZP_2_PDRP43 |  |  |  |  | 0.89 | 0 | 0.1 | 0.5 | 0 | 0 | 0 | 0 | Y | North | FC
PGZP_2_PDRP45 | CAISO System | DR | DEMAND | VLTS_PDR_PGZP_1 | 2.28 | 2.67 | 2.13 | 2.13 | 2.13 | 2 | 2.13 | 2.13 | 1.81 | 1.81 | 0 | 0 | Y | North | FC
PGZP_2_PDRP50 | CAISO System | DR | DEMAND | VLTS_PDR_PGZP_02 |  |  |  |  | 0.75 | 0.75 | 1.07 | 1.07 | 1.07 | 0.75 | 0 | 0 | Y | North | FC
SCEC_1_PDRP05 | LA Basin | DR | DEMAND | SCEC_1_PDRP05 | 0.22 | 0.22 | 0.24 | 0.46 | 0.68 | 0.94 | 1.05 | 1.05 | 1.05 | 0.64 | 0 | 0 | Y | South | FC
SCEC_1_PDRP06 | LA Basin | DR | DEMAND | SCEC_1_PDRP06 | 0.14 | 0.14 | 0.16 | 0.31 | 0.45 | 0.63 | 0.7 | 0.7 | 0.7 | 0.42 | 0 | 0 | Y | South | FC
SCEC_1_PDRP07 | LA Basin | DR | DEMAND | SCEC_1_PDRP07 | 1.52 | 1.52 | 1.52 | 1.52 | 1.52 | 1.52 | 1.52 | 1.52 | 1.52 | 1.52 | 0 | 0 | Y | South | FC
SCEC_1_PDRP08 | LA Basin | DR | DEMAND | SCEC_1_PDRP08 | JUN: 0.5; JUL: 0.1; AUG: 0.1; SEP: 0.1; OCT: 0.6; NOV: 0; DEC: 0 | Y | South | FC
SCEC_1_PDRP09 | LA Basin | DR | DEMAND | SCEC_1_PDRP09 | 0.4 | 0.1 | 0.1 | 0 | 1.15 | 1.2 | 1.18 | 1.02 | 1.9 | 0.2 | 0 | 0 | Y | South | FC
SCEC_1_PDRP10 | LA Basin | DR | DEMAND | SCEC_1_PDRP10 | JUL: 0.1; AUG: 0.1; SEP: 0.1; OCT: 0; NOV: 0; DEC: 0 | Y | South | FC
SCEC_1_PDRP100 | LA Basin | DR | DEMAND | SCEC_1_PDRP100 | JUN: 1; JUL: 0; AUG: 0; SEP: 0; OCT: 0; NOV: 0; DEC: 0 | Y | South | FC
SCEC_1_PDRP101 | LA Basin | DR | DEMAND | SCEC_1_PDRP101 | JUL: 0.6; AUG: 1.2; SEP: 1.7; OCT: 0.4; NOV: 0; DEC: 0 | Y | South | FC
SCEC_1_PDRP102 | LA Basin | DR | DEMAND | SCEC_1_PDRP102 | 0.4 | 0.1 | 0.1 | 0.18 | 1.1 | 1.1 | 1.18 | 1.02 | 1.9 | 0.25 | 0 | 0 | Y | South | FC
SCEC_1_PDRP106 | LA Basin | DR | DEMAND | SCEC_1_PDRP106 |  |  |  | 0.53 | 0.48 | 0.99 | 0.38 | 0 | 0 | 0.99 | 0 | 0 | Y | South | FC
SCEC_1_PDRP107 | LA Basin | DR | DEMAND | SCEC_1_PDRP107 |  |  |  |  | 0.16 | 0 | 0.81 | 0.11 | 0.87 | 0.17 | 0 | 0 | Y | South | FC
SCEC_1_PDRP108 | LA Basin | DR | DEMAND | SCEC_1_PDRP108 | 0.33 | 0 | 0 | 0 | 0 | 0 | 0 | 3.21 | 0 | 0.52 | 0 | 0 | Y | South | FC
SCEC_1_PDRP109 | LA Basin | DR | DEMAND | SCEC_1_PDRP109 | 0.68 | 0 | 0 | 0 | 2.24 | 3.55 | 0 | 0.78 | 0 | 0.11 | 0 | 0 | Y | South | FC
SCEC_1_PDRP110 | LA Basin | DR | DEMAND | SCEC_1_PDRP110 | 0.12 | 4.95 | 3.67 | 0 | 0 | 9.99 | 9.99 | 0 | 0 | 0 | 0 | 0 | Y | South | FC
SCEC_1_PDRP111 | LA Basin | DR | DEMAND | SCEC_1_PDRP111 | 0.11 | 0 | 0 | 0.99 | 0 | 0.99 | 0 | 0.24 | 0.14 | 0.26 | 0 | 0 | Y | South | FC
SCEC_1_PDRP113 | LA Basin | DR | DEMAND | SCEC_1_PDRP113 | 0.62 | 0.79 | 0.99 | 0 | 0.99 | 0.99 | 0.99 | 0 | 0 | 0.17 | 0 | 0 | Y | South | FC
SCEC_1_PDRP114 | LA Basin | DR | DEMAND | SCEC_1_PDRP114 | 0.44 | 0 | 0 | 0 | 0.63 | 0.99 | 0.81 | 0.33 | 0.21 | 0 | 0 | 0 | Y | South | FC
SCEC_1_PDRP115 | LA Basin | DR | DEMAND | SCEC_1_PDRP115 | 0.63 | 0.99 | 0.99 | 0 | 0 | 0 | 0.99 | 0 | 0.99 | 0.99 | 0 | 0 | Y | South | FC
SCEC_1_PDRP116 | LA Basin | DR | DEMAND | SCEC_1_PDRP116 |  | 0.99 | 0.73 | 0 | 0.67 | 0 | 0.99 | 0.94 | 0 | 0.99 | 0 | 0 | Y | South | FC
SCEC_1_PDRP117 | LA Basin | DR | DEMAND | SCEC_1_PDRP117 | 0.13 | 0 | 0 | 0 | 0.5 | 0 | 0.99 | 0.94 | 0.99 | 0 | 0 | 0 | Y | South | FC
SCEC_1_PDRP118 | LA Basin | DR | DEMAND | SCEC_1_PDRP118 | 0.21 | 0.99 | 0.71 | 0 | 0.78 | 0.99 | 0.72 | 0.3 | 0.85 | 0.13 | 0 | 0 | Y | South | FC
SCEC_1_PDRP119 | LA Basin | DR | DEMAND | SCEC_1_PDRP119 |  |  |  |  | 0.7 | 0 | 0.68 | 0 | 0 | 0.33 | 0 | 0 | Y | South | FC
SCEC_1_PDRP120 | LA Basin | DR | DEMAND | SCEC_1_PDRP120 |  |  |  | 0.65 | 0.89 | 0.99 | 0.78 | 0 | 0 | 0.17 | 0 | 0 | Y | South | FC
SCEC_1_PDRP121 | LA Basin | DR | DEMAND | SCEC_1_PDRP121 |  |  |  |  | 2.55 | 2.71 | 0 | 0.59 | 0 | 0 | 0 | 0 | Y | South | FC
SCEC_1_PDRP122 | LA Basin | DR | DEMAND | SCEC_1_PDRP122 | 0.11 | 0 | 0 | 0 | 0.4 | 0.99 | 0.25 | 0.2 | 0.94 | 0 | 0 | 0 | Y | South | FC
SCEC_1_PDRP125 | LA Basin | DR | DEMAND | SCEC_1_PDRP125 |  |  |  | 1.28 | 0 | 0 | 0 | 1.07 | 0 | 0 | 0 | 0 | Y | South | FC
SCEC_1_PDRP126 | LA Basin | DR | DEMAND | SCEC_1_PDRP126 | 0.84 | 0.99 | 0.79 | 0 | 0.89 | 0 | 0 | 0.14 | 0 | 0 | 0 | 0 | Y | South | FC
SCEC_1_PDRP127 | LA Basin | DR | DEMAND | SCEC_1_PDRP127 | 0.44 | 0.99 | 0.99 | 0 | 0 | 0.99 | 0.57 | 0.34 | 0.82 | 0.53 | 0 | 0 | Y | South | FC
SCEC_1_PDRP128 | LA Basin | DR | DEMAND | SCEC_1_PDRP128 | 0.11 | 0 | 0 | 0.99 | 0 | 0.99 | 0.85 | 0.62 | 0.16 | 0 | 0 | 0 | Y | South | FC
SCEC_1_PDRP129 | LA Basin | DR | DEMAND | SCEC_1_PDRP129 | 0.57 | 0 | 0 | 0.99 | 0.99 | 0.99 | 0.94 | 0.5 | 0.91 | 0.99 | 0 | 0 | Y | South | FC
SCEC_1_PDRP130 | LA Basin | DR | DEMAND | SCEC_1_PDRP130 | 0.52 | 0 | 0 | 0 | 0 | 0.99 | 0.53 | 0 | 0 | 0 | 0 | 0 | Y | South | FC
SCEC_1_PDRP131 | LA Basin | DR | DEMAND | SCEC_1_PDRP131 |  |  |  | 0.95 | 0 | 0 | 0.99 | 0.99 | 0.99 | 0.99 | 0 | 0 | Y | South | FC
SCEC_1_PDRP132 | LA Basin | DR | DEMAND | SCEC_1_PDRP132 | 0.8 | 0.99 | 0.5 | 0 | 0.99 | 0.99 | 0.99 | 0 | 0 | 0 | 0 | 0 | Y | South | FC
SCEC_1_PDRP133 | LA Basin | DR | DEMAND | SCEC_1_PDRP133 |  |  |  | 0.94 | 0.45 | 0 | 0 | 0.16 | 0.21 | 0.99 | 0 | 0 | Y | South | FC
SCEC_1_PDRP134 | LA Basin | DR | DEMAND | SCEC_1_PDRP134 | OCT: 0.11; NOV: 0; DEC: 0 | Y | South | FC
SCEC_1_PDRP135 | LA Basin | DR | DEMAND | SCEC_1_PDRP135 | 0.39 | 0.99 | 0.99 | 0 | 0 | 0 | 0 | 0.41 | 0 | 0 | 0 | 0 | Y | South | FC
SCEC_1_PDRP136 | LA Basin | DR | DEMAND | SCEC_1_PDRP136 | 0.63 | 0 | 0 | 0 | 0 | 0.99 | 0.54 | 0.37 | 0.82 | 0.16 | 0 | 0 | Y | South | FC
SCEC_1_PDRP137 | LA Basin | DR | DEMAND | SCEC_1_PDRP137 |  |  |  |  | 0.49 | 0 | 0 | 0 | 0.4 | 0.99 | 0 | 0 | Y | South | FC
SCEC_1_PDRP138 | LA Basin | DR | DEMAND | SCEC_1_PDRP138 | AUG: 0.99; SEP: 0; OCT: 0; NOV: 0; DEC: 0 | Y | South | FC
SCEC_1_PDRP139 | LA Basin | DR | DEMAND | SCEC_1_PDRP139 | 0.65 | 0.99 | 0.99 | 0 | 0 | 0 | 0 | 0 | 0 | 0 | 0 | 0 | Y | South | FC
SCEC_1_PDRP140 | LA Basin | DR | DEMAND | SCEC_1_PDRP140 | 0.64 | 0 | 0 | 0.53 | 0.91 | 0.78 | 0.83 | 0.79 | 0 | 0 | 0 | 0 | Y | South | FC
SCEC_1_PDRP141 | LA Basin | DR | DEMAND | SCEC_1_PDRP141 | 0.17 | 0 | 0 | 0.11 | 0 | 0 | 0 | 0 | 0.15 | 0.17 | 0 | 0 | Y | South | FC
SCEC_1_PDRP142 | LA Basin | DR | DEMAND | SCEC_1_PDRP142 | 0.59 | 0.99 | 0.99 | 0 | 0.99 | 0 | 0.11 | 0.38 | 0.7 | 0.44 | 0 | 0 | Y | South | FC
SCEC_1_PDRP143 | LA Basin | DR | DEMAND | SCEC_1_PDRP143 | 0.63 | 0 | 0 | 0 | 0 | 0 | 0.72 | 0.23 | 0.86 | 0 | 0 | 0 | Y | South | FC
SCEC_1_PDRP144 | LA Basin | DR | DEMAND | SCEC_1_PDRP144 | 0.28 | 0 | 0 | 0 | 0.17 | 0.99 | 0.56 | 0.99 | 0.99 | 0.99 | 0 | 0 | Y | South | FC
SCEC_1_PDRP145 | LA Basin | DR | DEMAND | SCEC_1_PDRP145 | JUN: 0.99; JUL: 0.99; AUG: 0; SEP: 0; OCT: 0; NOV: 0; DEC: 0 | Y | South | FC
SCEC_1_PDRP146 | LA Basin | DR | DEMAND | SCEC_1_PDRP146 | 0.64 | 0 | 0 | 0 | 0 | 0 | 0.1 | 0 | 0.81 | 0 | 0 | 0 | Y | South | FC
SCEC_1_PDRP147 | LA Basin | DR | DEMAND | SCEC_1_PDRP147 | 0.56 | 0 | 0 | 0 | 0 | 0.99 | 0 | 0.97 | 0.65 | 0.38 | 0 | 0 | Y | South | FC
SCEC_1_PDRP148 | LA Basin | DR | DEMAND | SCEC_1_PDRP148 | 0.55 | 0 | 0 | 0 | 0 | 0 | 0 | 0 | 0.18 | 0.12 | 0 | 0 | Y | South | FC
SCEC_1_PDRP150 | LA Basin | DR | DEMAND | SCEC_1_PDRP150 | 0.64 | 0 | 0 | 0 | 0.3 | 0 | 0.99 | 0.99 | 0.99 | 0.99 | 0 | 0 | Y | South | FC
SCEC_1_PDRP151 | LA Basin | DR | DEMAND | SCEC_1_PDRP151 | 0.67 | 0 | 0 | 0.99 | 0 | 0 | 0.99 | 0 | 0.88 | 0.33 | 0 | 0 | Y | South | FC
SCEC_1_PDRP152 | LA Basin | DR | DEMAND | SCEC_1_PDRP152 | 0.35 | 0.99 | 0.17 | 0 | 0 | 0 | 0 | 0.51 | 0 | 0 | 0 | 0 | Y | South | FC
SCEC_1_PDRP153 | LA Basin | DR | DEMAND | SCEC_1_PDRP153 | 0.64 | 0 | 0 | 0 | 0 | 0 | 0.15 | 0.16 | 0.19 | 0.46 | 0 | 0 | Y | South | FC
SCEC_1_PDRP154 | LA Basin | DR | DEMAND | SCEC_1_PDRP154 |  | 0.99 | 0 | 0 | 0 | 0 | 0 | 0 | 0.48 | 0.43 | 0 | 0 | Y | South | FC
SCEC_1_PDRP155 | LA Basin | DR | DEMAND | SCEC_1_PDRP155 | JUL: 0.99; AUG: 0.85; SEP: 0.94; OCT: 0; NOV: 0; DEC: 0 | Y | South | FC
SCEC_1_PDRP156 | LA Basin | DR | DEMAND | SCEC_1_PDRP156 | 0.45 | 0.99 | 0.99 | 0 | 0.99 | 0.99 | 0 | 0.11 | 0.79 | 0.23 | 0 | 0 | Y | South | FC
SCEC_1_PDRP157 | LA Basin | DR | DEMAND | SCEC_1_PDRP157 | 0.39 | 0.99 | 0.99 | 0.99 | 0 | 0.1 | 0.46 | 0 | 0.64 | 0 | 0 | 0 | Y | South | FC
SCEC_1_PDRP158 | LA Basin | DR | DEMAND | SCEC_1_PDRP158 | 0.11 | 0 | 0 | 0 | 0 | 0 | 0 | 0.63 | 0.45 | 0 | 0 | 0 | Y | South | FC
SCEC_1_PDRP159 | LA Basin | DR | DEMAND | SCEC_1_PDRP159 | 0.36 | 0 | 0 | 0 | 0.99 | 0 | 0 | 0 | 0.56 | 0 | 0 | 0 | Y | South | FC
SCEC_1_PDRP160 | LA Basin | DR | DEMAND | SCEC_1_PDRP160 | 3.65 | 4.65 | 6.65 | 4.55 | 0 | 0 | 0 | 0 | 0 | 0 | 0 | 0 | Y | South | FC
SCEC_1_PDRP161 | LA Basin | DR | DEMAND | SCEC_1_PDRP161 |  |  |  |  | 0.94 | 2.11 | 0.14 | 0 | 0 | 0.12 | 0 | 0 | Y | South | FC
SCEC_1_PDRP162 | LA Basin | DR | DEMAND | SCEC_1_PDRP162 | OCT: 0.34; NOV: 0; DEC: 0 | Y | South | FC
SCEC_1_PDRP163 | LA Basin | DR | DEMAND | SCEC_1_PDRP163 |  |  |  |  | 3.44 | 3.89 | 3 | 3 | 3 | 1.93 | 0 | 0 | Y | South | FC
SCEC_1_PDRP175 | LA Basin | DR | DEMAND | VLTS_PDR_SCEC_01 | 0.11 | 0.11 | 0.11 | 0.32 | 0.32 | 0.3 | 0.32 | 0.32 | 0.32 | 0.32 | 0 | 0 | Y | South | FC
SCEC_1_PDRP176 | LA Basin | DR | DEMAND | VLTS_PDR_SCEC_02 | 1.68 | 1.68 | 1.68 | 1.89 | 1.89 | 1.8 | 1.89 | 1.89 | 1.89 | 1.89 | 0 | 0 | Y | South | FC
SCEC_1_PDRP178 | LA Basin | DR | DEMAND | SCEC_1_PDRP178 | AUG: 0.43; SEP: 0; OCT: 0; NOV: 0; DEC: 0 | Y | South | FC
SCEC_1_PDRP179 | LA Basin | DR | DEMAND | SCEC_1_PDRP179 | SEP: 0.36; OCT: 0; NOV: 0; DEC: 0 | Y | South | FC
SCEC_1_PDRP181 | LA Basin | DR | DEMAND | SCEC_1_PDRP181 |  |  | 0.63 | 0 | 0.2 | 0.86 | 0.51 | 0.99 | 0.99 | 0.99 | 0 | 0 | Y | South | FC
SCEC_1_PDRP185 | LA Basin | DR | DEMAND | VLTS_PDR_SCEC_03 | 0.11 | 0.11 | 0.11 | 0.42 | 0.42 | 0.4 | 0.42 | 0.42 | 0.42 | 0.42 | 0 | 0 | Y | South | FC
SCEC_1_PDRP187 | LA Basin | DR | DEMAND | ESPN_SCEC_1_PDRP187 | 9.94 | 9.98 | 9.5 | 9.98 | 6.52 | 6.62 | 6.62 | 6.83 | 5.78 | 5.78 | 0 | 0 | Y | South | FC
SCEC_1_PDRP188 | LA Basin | DR | DEMAND | ESPN_SCEC_1_PDRP188 | 9.94 | 9.98 | 9.5 | 9.98 | 6.52 | 6.62 | 6.62 | 6.83 | 5.78 | 5.78 | 0 | 0 | Y | South | FC
SCEC_1_PDRP189 | LA Basin | DR | DEMAND | ESPN_SCEC_1_PDRP189 | 9.94 | 9.98 | 9.5 | 9.98 | 6.52 | 6.62 | 6.62 | 6.83 | 5.78 | 5.78 | 0 | 0 | Y | South | FC
SCEC_1_PDRP191 | LA Basin | DR | DEMAND | ESPN_SCEC_1_PDRP191 |  |  |  | 9.93 | 7.67 | 7.67 | 9.93 | 9.93 | 9.93 | 7.67 | 0 | 0 | Y | South | FC
SCEC_1_PDRP192 | LA Basin | DR | DEMAND | ESPN_SCEC_1_PDRP192 | 5.26 | 5.26 | 5.26 | 6.58 | 5.58 | 5.58 | 9.93 | 9.93 | 9.93 | 5.58 | 0 | 0 | Y | South | FC
SCEN_6_PDRP01 | Big Creek-Ventura | DR | DEMAND | SCEN_6_PDRP01 | 0.14 | 0.14 | 0.16 | 0.31 | 0.45 | 0.63 | 0.7 | 0.7 | 0.7 | 0.42 | 0 | 0 | Y | South | FC
SCEN_6_PDRP02 | Big Creek-Ventura | DR | DEMAND | SCEN_6_PDRP02 | 1.8 | 1.8 | 1.8 | 1.8 | 1.8 | 1.8 | 1.8 | 1.8 | 1.8 | 1.8 | 0 | 0 | Y | South | FC
SCEN_6_PDRP03 | Big Creek-Ventura | DR | DEMAND | SCEN_6_PDRP03 |  |  |  |  | 0.4 | 1 | 1 | 1.5 | 1.6 | 0.9 | 0 | 0 | Y | South | FC
SCEN_6_PDRP06 | Big Creek-Ventura | DR | DEMAND | SCEN_6_PDRP06 | JUN: 1; JUL: 0; AUG: 0; SEP: 0; OCT: 0; NOV: 0; DEC: 0 | Y | South | FC
SCEN_6_PDRP07 | Big Creek-Ventura | DR | DEMAND | SCEN_6_PDRP07 | 0.22 | 0.22 | 0.24 | 0.46 | 0.68 | 0.94 | 1.05 | 1.05 | 1.05 | 0.64 | 0 | 0 | Y | South | FC
SCEN_6_PDRP08 | Big Creek-Ventura | DR | DEMAND | SCEN_6_PDRP08 | JUL: 1.4; AUG: 1.4; SEP: 1.8; OCT: 0.4; NOV: 0; DEC: 0 | Y | South | FC
SCEN_6_PDRP101 | Big Creek-Ventura | DR | DEMAND | SCEN_6_PDRP101 |  |  |  | 0.99 | 0 | 0 | 0.12 | 0.59 | 0 | 0 | 0 | 0 | Y | South | FC
SCEN_6_PDRP103 | Big Creek-Ventura | DR | DEMAND | ESPN_SCEN_6_PDRP103 | 7.05 | 7.04 | 6.7 | 7.04 | 4.62 | 1.68 | 1.58 | 1.58 | 1.37 | 1.37 | 0 | 0 | Y | South | FC
SCEN_6_PDRP104 | Big Creek-Ventura | DR | DEMAND | ESPN_SCEN_6_PDRP104 |  |  |  | 3.28 | 2.84 | 2.84 | 4.83 | 4.83 | 4.83 | 2.84 | 0 | 0 | Y | South | FC
SCEN_6_PDRP105 | Big Creek-Ventura | DR | DEMAND | SCEN_6_PDRP105 |  |  |  | 0.21 | 0.2 | 0.99 | 0.11 | 0 | 0.15 | 0.15 | 0 | 0 | Y | South | FC
SCEN_6_PDRP106 | Big Creek-Ventura | DR | DEMAND | SCEN_6_PDRP106 |  |  |  | 0.52 | 0 | 0 | 0 | 0 | 0.21 | 0 | 0 | 0 | Y | South | FC
SCEN_6_PDRP58 | Big Creek-Ventura | DR | DEMAND | SCEN_6_PDRP58 | 0.15 | 0.99 | 0 | 0 | 0 | 0.42 | 0 | 0.24 | 0 | 0.11 | 0 | 0 | Y | South | FC
SCEN_6_PDRP59 | Big Creek-Ventura | DR | DEMAND | SCEN_6_PDRP59 | 0.1 | 1.04 | 1.74 | 0 | 0 | 0 | 2.43 | 0.16 | 0.11 | 0 | 0 | 0 | Y | South | FC
SCEN_6_PDRP60 | Big Creek-Ventura | DR | DEMAND | SCEN_6_PDRP60 |  |  |  | 0.99 | 0 | 0 | 0.17 | 0.11 | 0.11 | 0.1 | 0 | 0 | Y | South | FC
SCEN_6_PDRP61 | Big Creek-Ventura | DR | DEMAND | SCEN_6_PDRP61 |  |  |  |  | 1.02 | 1.09 | 0.55 | 0.55 | 0.55 | 0 | 0 | 0 | Y | South | FC
SCEN_6_PDRP62 | Big Creek-Ventura | DR | DEMAND | SCEN_6_PDRP62 |  |  |  |  | 0.1 | 1.39 | 0 | 0.12 | 0.86 | 0 | 0 | 0 | Y | South | FC
SCEN_6_PDRP63 | Big Creek-Ventura | DR | DEMAND | SCEN_6_PDRP63 | OCT: 0.12; NOV: 0; DEC: 0 | Y | South | FC
SCEN_6_PDRP64 | Big Creek-Ventura | DR | DEMAND | SCEN_6_PDRP64 |  |  |  | 0.11 | 0 | 1.11 | 0 | 0 | 0.23 | 0 | 0 | 0 | Y | South | FC
SCEN_6_PDRP65 | Big Creek-Ventura | DR | DEMAND | SCEN_6_PDRP65 | 0.18 | 0 | 0 | 0 | 0 | 0 | 0 | 0.11 | 0.21 | 0.32 | 0 | 0 | Y | South | FC
SCEN_6_PDRP66 | Big Creek-Ventura | DR | DEMAND | SCEN_6_PDRP66 | 0.1 | 0 | 0.99 | 0 | 0.99 | 0.99 | 0.99 | 0.99 | 0.99 | 0.99 | 0 | 0 | Y | South | FC
SCEN_6_PDRP76 | Big Creek-Ventura | DR | DEMAND | SCEN_6_PDRP76 | JUL: 0.47; AUG: 0; SEP: 0; OCT: 0; NOV: 0; DEC: 0 | Y | South | FC
SCEN_6_PDRP79 | Big Creek-Ventura | DR | DEMAND | VLTS_PDR_SCEN_01 | 0.53 | 0.53 | 0.53 | 1.68 | 1.68 | 1.6 | 1.68 | 1.68 | 1.68 | 1.68 | 0 | 0 | Y | South | FC
SCEN_6_PDRP80 | Big Creek-Ventura | DR | DEMAND | SCEN_6_PDRP80 | 0.13 | 0 | 0 | 0 | 0.99 | 0.99 | 0.11 | 0.11 | 0.86 | 0.99 | 0 | 0 | Y | South | FC
SCEN_6_PDRP81 | Big Creek-Ventura | DR | DEMAND | SCEN_6_PDRP81 | 0.37 | 0.99 | 0.99 | 0 | 0.11 | 0.99 | 0.25 | 0.26 | 0.49 | 0 | 0 | 0 | Y | South | FC
SCEN_6_PDRP84 | Big Creek-Ventura | DR | DEMAND | SCEN_6_PDRP84 |  | 0.99 | 0.99 | 0 | 0 | 0 | 0 | 0.47 | 0.16 | 0.99 | 0 | 0 | Y | South | FC
SCEN_6_PDRP85 | Big Creek-Ventura | DR | DEMAND | SCEN_6_PDRP85 | AUG: 0.19; SEP: 0; OCT: 0; NOV: 0; DEC: 0 | Y | South | FC
SCEN_6_PDRP86 | Big Creek-Ventura | DR | DEMAND | SCEN_6_PDRP86 | JUL: 0.1; AUG: 0; SEP: 0; OCT: 0; NOV: 0; DEC: 0 | Y | South | FC
SCEN_6_PDRP87 | Big Creek-Ventura | DR | DEMAND | SCEN_6_PDRP87 | 0.37 | 0.99 | 0.99 | 0.61 | 0 | 0 | 0.99 | 0 | 0 | 0 | 0 | 0 | Y | South | FC
SCEN_6_PDRP88 | Big Creek-Ventura | DR | DEMAND | SCEN_6_PDRP88 |  |  |  | 0.33 | 0 | 0 | 0 | 0 | 0 | 0 | 0 | 0 | Y | South | FC
SCEN_6_PDRP89 | Big Creek-Ventura | DR | DEMAND | SCEN_6_PDRP89 | JUN: 0.99; JUL: 0.14; AUG: 0; SEP: 0; OCT: 0; NOV: 0; DEC: 0 | Y | South | FC
SCEN_6_PDRP91 | Big Creek-Ventura | DR | DEMAND | SCEN_6_PDRP91 |  |  |  |  | 0.13 | 0.12 | 0 | 0.16 | 0 | 0.16 | 0 | 0 | Y | South | FC
SCEN_6_PDRP94 | Big Creek-Ventura | DR | DEMAND | SCEN_6_PDRP94 |  |  |  |  | 0.84 | 0 | 0.54 | 0.54 | 0.54 | 0.94 | 0 | 0 | Y | South | FC
SCEN_6_PDRP95 | Big Creek-Ventura | DR | DEMAND | SCEN_6_PDRP95 |  |  |  |  | 0.36 | 0 | 0 | 0.32 | 0 | 0 | 0 | 0 | Y | South | FC
SCEN_6_PDRP97 | Big Creek-Ventura | DR | DEMAND | SCEN_6_PDRP97 |  |  |  |  | 0.1 | 0 | 0.2 | 0 | 0.18 | 0.86 | 0 | 0 | Y | South | FC
SCEN_6_PDRP98 | Big Creek-Ventura | DR | DEMAND | SCEN_6_PDRP98 |  |  |  | 0.23 | 0.58 | 0 | 0 | 0 | 0 | 0 | 0 | 0 | Y | South | FC
SCEW_2_PDRP102 | LA Basin | DR | DEMAND | SCEW_2_PDRP102 | AUG: 0.5; SEP: 1.8; OCT: 0; NOV: 0; DEC: 0 | Y | South | FC
SCEW_2_PDRP103 | LA Basin | DR | DEMAND | SCEW_2_PDRP103 | 0.48 | 0.48 | 0.48 | 0.78 | 0.78 | 0.58 | 0.48 | 0.48 | 0.48 | 0.83 | 0 | 0 | Y | South | FC
SCEW_2_PDRP104 | LA Basin | DR | DEMAND | SCEW_2_PDRP104 | 0.4 | 0.2 | 0.2 | 0 | 1.2 | 1.2 | 1.86 | 1.87 | 1.9 | 1.91 | 0 | 0 | Y | South | FC
SCEW_2_PDRP105 | LA Basin | DR | DEMAND | SCEW_2_PDRP105 | JUN: 1.5; JUL: 1.87; AUG: 1.87; SEP: 1.9; OCT: 0; NOV: 0; DEC: 0 | Y | South | FC
SCEW_2_PDRP106 | LA Basin | DR | DEMAND | SCEW_2_PDRP106 | 0.13 | 0 | 0 | 0.31 | 0 | 0 | 0 | 0.11 | 0.28 | 0.31 | 0 | 0 | Y | South | FC
SCEW_2_PDRP107 | LA Basin | DR | DEMAND | SCEW_2_PDRP107 | 0.1 | 0.99 | 0 | 0 | 0 | 0.99 | 0.99 | 0.94 | 0.47 | 0.99 | 0 | 0 | Y | South | FC
SCEW_2_PDRP108 | LA Basin | DR | DEMAND | SCEW_2_PDRP108 | 0.28 | 0.99 | 0.99 | 0.99 | 0.99 | 0.99 | 0.99 | 0.99 | 0.99 | 0.99 | 0 | 0 | Y | South | FC
SCEW_2_PDRP109 | LA Basin | DR | DEMAND | SCEW_2_PDRP109 | 0.29 | 0 | 0 | 0 | 0.61 | 0.99 | 0.12 | 0.99 | 0.21 | 0.35 | 0 | 0 | Y | South | FC
SCEW_2_PDRP110 | LA Basin | DR | DEMAND | SCEW_2_PDRP110 | 0.38 | 0.99 | 0 | 0 | 0 | 0.99 | 0.62 | 0.4 | 0.15 | 0.13 | 0 | 0 | Y | South | FC
SCEW_2_PDRP111 | LA Basin | DR | DEMAND | SCEW_2_PDRP111 | 0.46 | 0 | 0 | 0 | 0 | 0.99 | 0.11 | 0.2 | 0.67 | 0.27 | 0 | 0 | Y | South | FC
SCEW_2_PDRP112 | LA Basin | DR | DEMAND | SCEW_2_PDRP112 |  | 0.99 | 0 | 0.8 | 0.68 | 0.99 | 0.99 | 0.95 | 0.12 | 0.12 | 0 | 0 | Y | South | FC
SCEW_2_PDRP116 | LA Basin | DR | DEMAND | SCEW_2_PDRP116 | 0.53 | 0.99 | 0.99 | 0.9 | 0.56 | 0.99 | 0.32 | 0.12 | 0.77 | 0.25 | 0 | 0 | Y | South | FC
SCEW_2_PDRP117 | LA Basin | DR | DEMAND | SCEW_2_PDRP117 |  | 0.99 | 0.64 | 0.99 | 0.68 | 0 | 0.99 | 0.99 | 0.99 | 0.99 | 0 | 0 | Y | South | FC
SCEW_2_PDRP118 | LA Basin | DR | DEMAND | SCEW_2_PDRP118 | 0.61 | 0.99 | 0.41 | 0.31 | 0.99 | 0.99 | 0.99 | 0.76 | 0.98 | 0.1 | 0 | 0 | Y | South | FC
SCEW_2_PDRP119 | LA Basin | DR | DEMAND | SCEW_2_PDRP119 |  |  |  | 0.99 | 0.99 | 0 | 0.99 | 0 | 0 | 0 | 0 | 0 | Y | South | FC
SCEW_2_PDRP120 | LA Basin | DR | DEMAND | SCEW_2_PDRP120 | 0.28 | 0.99 | 0.57 | 0.6 | 0 | 0.99 | 0.11 | 0.37 | 0.37 | 0.12 | 0 | 0 | Y | South | FC
SCEW_2_PDRP121 | LA Basin | DR | DEMAND | SCEW_2_PDRP121 | 0.74 | 0.99 | 0.99 | 0.99 | 0.33 | 0.99 | 0 | 0.15 | 0.34 | 0.13 | 0 | 0 | Y | South | FC
SCEW_2_PDRP122 | LA Basin | DR | DEMAND | SCEW_2_PDRP122 |  | 4.18 | 0 | 0 | 3.3 | 2.85 | 1.94 | 1.94 | 1.94 | 1.37 | 0 | 0 | Y | South | FC
SCEW_2_PDRP123 | LA Basin | DR | DEMAND | SCEW_2_PDRP123 | 0.16 | 0 | 0 | 0 | 0 | 0 | 0 | 1.16 | 0 | 0.19 | 0 | 0 | Y | South | FC
SCEW_2_PDRP124 | LA Basin | DR | DEMAND | SCEW_2_PDRP124 | 0.16 | 0 | 0 | 0 | 0 | 0.86 | 0.24 | 0.46 | 0.35 | 0.15 | 0 | 0 | Y | South | FC
SCEW_2_PDRP125 | LA Basin | DR | DEMAND | SCEW_2_PDRP125 | 0.39 | 0.99 | 0.34 | 0 | 0.11 | 0.1 | 0.86 | 0.76 | 0.87 | 0.99 | 0 | 0 | Y | South | FC
SCEW_2_PDRP130 | LA Basin | DR | DEMAND | SCEW_2_PDRP130 |  | 0.99 | 0.99 | 0 | 0.11 | 0.11 | 0.14 | 0.23 | 0.13 | 0.41 | 0 | 0 | Y | South | FC
SCEW_2_PDRP131 | LA Basin | DR | DEMAND | SCEW_2_PDRP131 |  | 0.99 | 0.13 | 0 | 0.11 | 0.99 | 0.11 | 0.25 | 0.48 | 0.56 | 0 | 0 | Y | South | FC
SCEW_2_PDRP133 | LA Basin | DR | DEMAND | SCEW_2_PDRP133 | 0.23 | 0.99 | 0.99 | 0.99 | 0.99 | 0.99 | 0.99 | 0 | 0 | 0.46 | 0 | 0 | Y | South | FC
SCEW_2_PDRP168 | LA Basin | DR | DEMAND | VLTS_PDR_SCEW_01 | 0.42 | 0.42 | 0.42 | 1.16 | 1.16 | 1.1 | 1.16 | 1.16 | 1.16 | 1.16 | 0 | 0 | Y | South | FC
SCEW_2_PDRP172 | LA Basin | DR | DEMAND | SCEW_2_PDRP172 | 0.17 | 0 | 0 | 0 | 0.73 | 0 | 0.99 | 0.17 | 0.56 | 0.79 | 0 | 0 | Y | South | FC
SCEW_2_PDRP173 | LA Basin | DR | DEMAND | SCEW_2_PDRP173 |  |  |  |  | 0.12 | 0.99 | 0.51 | 0.73 | 0.58 | 0 | 0 | 0 | Y | South | FC
SCEW_2_PDRP174 | LA Basin | DR | DEMAND | SCEW_2_PDRP174 |  |  |  |  | 0.87 | 0 | 0.99 | 0.99 | 0.99 | 0.99 | 0 | 0 | Y | South | FC
SCEW_2_PDRP177 | LA Basin | DR | DEMAND | VLTS_PDR_SCEW_02 | 0.84 | 0.84 | 0.84 | 2.1 | 2.1 | 2 | 2.1 | 2.1 | 2.1 | 2.1 | 0 | 0 | Y | South | FC
SCEW_2_PDRP180 | LA Basin | DR | DEMAND | VLTS_PDR_SCEW_03 | 0.11 | 0.11 | 0.11 | 0.63 | 0.63 | 0.6 | 0.63 | 0.63 | 0.63 | 0.63 | 0 | 0 | Y | South | FC
SCEW_2_PDRP182 | LA Basin | DR | DEMAND | ESPN_SCEW_2_PDRP182 | 8.01 | 7.99 | 7.6 | 7.99 | 5.15 | 2.52 | 1.16 | 1.16 | 0.74 | 0.74 | 0 | 0 | Y | South | FC
SCEW_2_PDRP183 | LA Basin | DR | DEMAND | ESPN_SCEW_2_PDRP183 |  |  |  | 3.78 | 3.25 | 3.25 | 5.45 | 5.45 | 5.45 | 3.25 | 0 | 0 | Y | South | FC
SCEW_2_PDRP185 | LA Basin | DR | DEMAND | ESPN_SCEW_2_PDRP185 |  |  |  | 1.54 | 1.39 | 1.39 | 2.48 | 2.48 | 2.48 | 1.39 | 0 | 0 | Y | South | FC
SCEW_2_PDRP19 | LA Basin | DR | DEMAND | SCEW_2_PDRP19 | 0.93 | 0.93 | 1.02 | 1 | 1.51 | 2.02 | 2.35 | 2.35 | 2.35 | 1.43 | 0 | 0 | Y | South | FC
SCEW_2_PDRP20 | LA Basin | DR | DEMAND | SCEW_2_PDRP20 | 0.51 | 0.51 | 0.56 | 1.08 | 0.8 | 1.19 | 1.25 | 1.25 | 1.25 | 1.49 | 0 | 0 | Y | South | FC
SCEW_2_PDRP37 | LA Basin | DR | DEMAND | SCEW_2_PDRP37 |  |  |  |  | 0.78 | 1 | 1.2 | 1.2 | 1.2 | 0 | 0 | 0 | Y | South | FC
SCEW_2_PDRP47 | LA Basin | DR | DEMAND | SCEW_2_PDRP47 |  |  |  | 0.98 | 1.4 | 2 | 2.15 | 2.15 | 2.15 | 1.3 | 0 | 0 | Y | South | FC
SCHD_1_PDRP04 | CAISO System | DR | DEMAND | SCHD_1_PDRP04 | JUN: 1; JUL: 0; AUG: 0; SEP: 0; OCT: 0; NOV: 0; DEC: 0 | Y | South | FC
SCHD_1_PDRP06 | CAISO System | DR | DEMAND | SCHD_1_PDRP06 | JUL: 0.4; AUG: 0.4; SEP: 0.4; OCT: 0; NOV: 0; DEC: 0 | Y | South | FC
SCHD_1_PDRP12 | CAISO System | DR | DEMAND | SCHD_1_PDRP12 | 1.5 | 1.5 | 1.5 | 1.5 | 1.5 | 1.5 | 1.5 | 1.5 | 1.5 | 1.5 | 0 | 0 | Y | South | FC
SCHD_1_PDRP41 | CAISO System | DR | DEMAND | SCHD_1_PDRP41 | 0.31 | 0.99 | 0.99 | 0.29 | 0 | 0.99 | 0.11 | 0.25 | 0 | 0 | 0 | 0 | Y | South | FC
SCHD_1_PDRP42 | CAISO System | DR | DEMAND | SCHD_1_PDRP42 | 0.12 | 0 | 0 | 0 | 0 | 0 | 0.16 | 0 | 0 | 0.16 | 0 | 0 | Y | South | FC
SCHD_1_PDRP43 | CAISO System | DR | DEMAND | SCHD_1_PDRP43 |  |  |  |  | 2.21 | 0 | 0 | 0.11 | 0.34 | 0.22 | 0 | 0 | Y | South | FC
SCHD_1_PDRP44 | CAISO System | DR | DEMAND | SCHD_1_PDRP44 | 0.1 | 0.99 | 0.13 | 0 | 0.16 | 0.6 | 0 | 0.12 | 0.11 | 0.13 | 0 | 0 | Y | South | FC
SCHD_1_PDRP48 | CAISO System | DR | DEMAND | SCHD_1_PDRP48 | 0.43 | 0 | 0 | 0 | 0 | 0 | 0.11 | 0.36 | 0.11 | 0 | 0 | 0 | Y | South | FC
SCHD_1_PDRP53 | CAISO System | DR | DEMAND | VLTS_PDR_SCHD_01 |  | 0.11 | 0.11 | 0.32 | 0.32 | 0.3 | 0.32 | 0.32 | 0.32 | 0.32 | 0 | 0 | Y | South | FC
SCHD_1_PDRP58 | CAISO System | DR | DEMAND | ESPN_SCHD_1_PDRP58 | 3.78 | 3.78 | 3.6 | 3.78 | 2.42 | 3.15 | 1.47 | 1.47 | 1.37 | 1.37 | 0 | 0 | Y | South | FC
SCHD_1_PDRP59 | CAISO System | DR | DEMAND | ESPN_SCHD_1_PDRP59 |  |  |  | 1.1 | 1.03 | 1.03 | 1.91 | 1.91 | 1.91 | 1.03 | 0 | 0 | Y | South | FC
SCHD_1_PDRP61 | CAISO System | DR | DEMAND | SCHD_1_PDRP61 |  |  |  |  | 0.32 | 0.3 | 0.3 | 0.3 | 0.3 | 0.29 | 0 | 0 | Y | South | FC
SCHD_1_PDRP62 | CAISO System | DR | DEMAND | SCHD_1_PDRP62 | JUL: 0.11; AUG: 0.19; SEP: 0.14; OCT: 0; NOV: 0; DEC: 0 | Y | South | FC
SCHD_1_PDRP63 | CAISO System | DR | DEMAND | SCHD_1_PDRP63 |  |  |  |  | 0.1 | 0.99 | 0.1 | 0.1 | 0.23 | 0 | 0 | 0 | Y | South | FC
SCHD_1_PDRP64 | CAISO System | DR | DEMAND | SCHD_1_PDRP64 | 0.61 | 0.99 | 0.99 | 0.99 | 0.99 | 0.99 | 0.99 | 0.99 | 0 | 0.99 | 0 | 0 | Y | South | FC
SCLD_1_PDRP07 | CAISO System | DR | DEMAND | ESPN_SCLD_1_PDRP07 |  | 0.84 | 0.8 | 0.84 | 0.53 | 0.11 | 0.11 | 0.11 | 0.11 | 0.11 | 0 | 0 | Y | South | FC
SCLD_1_PDRP10 | CAISO System | DR | DEMAND | SCLD_1_PDRP10 | 1.5 | 1.5 | 1.5 | 1.5 | 1.5 | 1.5 | 1.5 | 1.5 | 1.5 | 1.5 | 0 | 0 | Y | South | FC
SCNW_6_PDRP07 | Big Creek-Ventura | DR | DEMAND | SCNW_6_PDRP07 | 0.36 | 0.36 | 0.4 | 0.77 | 1.13 | 1.56 | 1.75 | 1.75 | 1.75 | 1.06 | 0 | 0 | Y | South | FC
SCNW_6_PDRP08 | Big Creek-Ventura | DR | DEMAND | SCNW_6_PDRP08 | JUL: 0.15; AUG: 0.23; SEP: 0.5; OCT: 0; NOV: 0; DEC: 0 | Y | South | FC
SCNW_6_PDRP09 | Big Creek-Ventura | DR | DEMAND | SCNW_6_PDRP09 | JUN: 1; JUL: 0; AUG: 0; SEP: 0; OCT: 0; NOV: 0; DEC: 0 | Y | South | FC
SCNW_6_PDRP11 | Big Creek-Ventura | DR | DEMAND | SCNW_6_PDRP11 | JUL: 1; AUG: 1.1; SEP: 0.9; OCT: 0.3; NOV: 0; DEC: 0 | Y | South | FC
SCNW_6_PDRP40 | Big Creek-Ventura | DR | DEMAND | SCNW_6_PDRP40 |  |  |  |  | 0.8 | 0.11 | 0.11 | 0.1 | 0.33 | 0 | 0 | 0 | Y | South | FC
SCNW_6_PDRP41 | Big Creek-Ventura | DR | DEMAND | SCNW_6_PDRP41 | 0.14 | 0 | 0 | 0 | 0.53 | 0.93 | 0 | 0 | 0 | 0 | 0 | 0 | Y | South | FC
SCNW_6_PDRP42 | Big Creek-Ventura | DR | DEMAND | SCNW_6_PDRP42 |  |  |  | 0.23 | 0 | 0 | 0.93 | 0.93 | 0.93 | 0 | 0 | 0 | Y | South | FC
SCNW_6_PDRP43 | Big Creek-Ventura | DR | DEMAND | SCNW_6_PDRP43 | 0.18 | 0.99 | 0.99 | 0.45 | 0 | 0.15 | 0.63 | 0.2 | 0.13 | 0.37 | 0 | 0 | Y | South | FC
SCNW_6_PDRP44 | Big Creek-Ventura | DR | DEMAND | SCNW_6_PDRP44 | 0.27 | 0.99 | 0.15 | 0 | 0.14 | 0.99 | 0.21 | 0.1 | 0.11 | 0.3 | 0 | 0 | Y | South | FC
SCNW_6_PDRP45 | Big Creek-Ventura | DR | DEMAND | SCNW_6_PDRP45 | 0.11 | 2.13 | 0 | 0 | 0.12 | 0 | 0.16 | 0.13 | 0 | 0 | 0 | 0 | Y | South | FC
SCNW_6_PDRP46 | Big Creek-Ventura | DR | DEMAND | SCNW_6_PDRP46 |  |  | 0.11 | 0.47 | 0 | 0.13 | 0.19 | 0 | 0.2 | 0.14 | 0 | 0 | Y | South | FC
SCNW_6_PDRP47 | Big Creek-Ventura | DR | DEMAND | SCNW_6_PDRP47 | 0.1 | 0 | 0.41 | 0 | 0 | 0 | 0.14 | 0.14 | 0.1 | 0 | 0 | 0 | Y | South | FC
SCNW_6_PDRP48 | Big Creek-Ventura | DR | DEMAND | SCNW_6_PDRP48 | 0.31 | 0.99 | 0 | 0 | 0.11 | 0.49 | 0 | 0.19 | 0.13 | 0.15 | 0 | 0 | Y | South | FC
SCNW_6_PDRP49 | Big Creek-Ventura | DR | DEMAND | SCNW_6_PDRP49 | 0.19 | 0.99 | 0.99 | 0.99 | 0.99 | 0.99 | 0 | 0.59 | 0 | 0 | 0 | 0 | Y | South | FC
SCNW_6_PDRP50 | Big Creek-Ventura | DR | DEMAND | SCNW_6_PDRP50 | 0.1 | 0.99 | 0.99 | 0.99 | 0 | 0.99 | 0.12 | 0.4 | 0.24 | 0.32 | 0 | 0 | Y | South | FC
SCNW_6_PDRP51 | Big Creek-Ventura | DR | DEMAND | SCNW_6_PDRP51 |  |  |  | 0.1 | 0.62 | 0 | 0.99 | 0.99 | 0.99 | 0.21 | 0 | 0 | Y | South | FC
SCNW_6_PDRP59 | Big Creek-Ventura | DR | DEMAND | VLTS_PDR_SCNW_1 | 0.21 | 0.21 | 0.21 | 0.95 | 0.53 | 0.5 | 0.53 | 0.53 | 0.53 | 0.53 | 0 | 0 | Y | South | FC
SCNW_6_PDRP66 | Big Creek-Ventura | DR | DEMAND | ESPN_SCNW_6_PDRP66 | 3.01 | 2.94 | 2.8 | 2.94 | 1.89 | 0.21 | 0.21 | 0.21 | 0.11 | 0.11 | 0 | 0 | Y | South | FC
SCNW_6_PDRP67 | Big Creek-Ventura | DR | DEMAND | ESPN_SCNW_6_PDRP67 |  |  |  | 5.31 | 4.52 | 4.52 | 7.49 | 7.49 | 7.49 | 4.52 | 0 | 0 | Y | South | FC
SCNW_6_PDRP68 | Big Creek-Ventura | DR | DEMAND | VLTS_PDR_SCNW_03 | 0.11 | 0.11 | 0.11 | 0.21 | 0.21 | 0.2 | 0.21 | 0.21 | 0.21 | 0.21 | 0 | 0 | Y | South | FC
SCNW_6_PDRP69 | Big Creek-Ventura | DR | DEMAND | VLTS_PDR_SCNW_02 | 1.05 | 1.05 | 1.05 | 0.84 | 1.26 | 1.2 | 1.26 | 1.26 | 1.26 | 1.26 | 0 | 0 | Y | South | FC
SDG1_1_PDRP04 | San Diego-IV | DR | DEMAND | SDG1_1_PDRP04 | 0.62 | 0.62 | 0.68 | 1.31 | 1.93 | 2.66 | 2.98 | 2.98 | 2.98 | 1.81 | 0 | 0 | Y | South | FC
SDG1_1_PDRP05 | San Diego-IV | DR | DEMAND | SDG1_1_PDRP05 | 0.25 | 0.25 | 0.27 | 0.52 | 0.77 | 1.06 | 1.19 | 1.19 | 1.19 | 0.73 | 0 | 0 | Y | South | FC
SDG1_1_PDRP06 | San Diego-IV | DR | DEMAND | SDG1_1_PDRP06 | 0.3 | 0.3 | 0.3 | 0.15 | 1.1 | 1.1 | 2.02 | 2.12 | 1.9 | 1.94 | 0 | 0 | Y | South | FC
SDG1_1_PDRP07 | San Diego-IV | DR | DEMAND | SDG1_1_PDRP07 | 0.5 | 0.5 | 0.5 | 0 | 0 | 0 | 0.5 | 0.5 | 0.5 | 0.15 | 0 | 0 | Y | South | FC
SDG1_1_PDRP08 | San Diego-IV | DR | DEMAND | SDG1_1_PDRP08 | AUG: 0.32; SEP: 1.5; OCT: 0; NOV: 0; DEC: 0 | Y | South | FC
SDG1_1_PDRP100 | San Diego-IV | DR | DEMAND | SDG1_1_PDRP100 | 0.56 | 0.99 | 0.99 | 0.99 | 0.79 | 0.27 | 0.13 | 0.2 | 0.31 | 0.52 | 0 | 0 | Y | South | FC
SDG1_1_PDRP101 | San Diego-IV | DR | DEMAND | SDG1_1_PDRP101 | 0.61 | 0.99 | 0.99 | 0.99 | 0 | 0.26 | 0.15 | 0 | 0.19 | 0.19 | 0 | 0 | Y | South | FC
SDG1_1_PDRP102 | San Diego-IV | DR | DEMAND | SDG1_1_PDRP102 | 0.32 | 0.78 | 0.48 | 0.47 | 0.59 | 0.46 | 0.88 | 0 | 0 | 0.33 | 0 | 0 | Y | South | FC
SDG1_1_PDRP103 | San Diego-IV | DR | DEMAND | SDG1_1_PDRP103 | 0.13 | 0.99 | 0.99 | 0.99 | 0.12 | 0.32 | 0.13 | 0.1 | 0.24 | 0.74 | 0 | 0 | Y | South | FC
SDG1_1_PDRP104 | San Diego-IV | DR | DEMAND | SDG1_1_PDRP104 | 0.19 | 0 | 0 | 0.31 | 0.17 | 0 | 1.21 | 0.31 | 0 | 0.1 | 0 | 0 | Y | South | FC
SDG1_1_PDRP105 | San Diego-IV | DR | DEMAND | SDG1_1_PDRP105 | 0.34 | 0.99 | 0.99 | 0.99 | 0.29 | 0 | 0 | 0 | 0 | 0.18 | 0 | 0 | Y | South | FC
SDG1_1_PDRP111 | San Diego-IV | DR | DEMAND | SDG1_1_PDRP111 | 0.26 | 0.99 | 0.99 | 0.5 | 0.7 | 0 | 0 | 0 | 0.22 | 0 | 0 | 0 | Y | South | FC
SDG1_1_PDRP113 | San Diego-IV | DR | DEMAND | SDG1_1_PDRP113 | 0.16 | 0.17 | 0.19 | 0 | 0 | 0 | 1.47 | 0 | 0.55 | 0.12 | 0 | 0 | Y | South | FC
SDG1_1_PDRP114 | San Diego-IV | DR | DEMAND | SDG1_1_PDRP114 |  |  | 0.99 | 0.99 | 0.64 | 0.75 | 0.12 | 0.25 | 0.11 | 0.26 | 0 | 0 | Y | South | FC
SDG1_1_PDRP117 | San Diego-IV | DR | DEMAND | SDG1_1_PDRP117 | 0.27 | 0 | 0 | 0 | 0 | 0.13 | 0 | 0.14 | 0 | 0.15 | 0 | 0 | Y | South | FC
SDG1_1_PDRP118 | San Diego-IV | DR | DEMAND | SDG1_1_PDRP118 | 0.1 | 0.24 | 0.15 | 0.99 | 0.12 | 0 | 0.12 | 0.53 | 0.32 | 0.63 | 0 | 0 | Y | South | FC
SDG1_1_PDRP119 | San Diego-IV | DR | DEMAND | SDG1_1_PDRP119 | 0.11 | 0 | 0 | 0.36 | 0.39 | 0.13 | 0 | 0.5 | 0.22 | 0.71 | 0 | 0 | Y | South | FC
SDG1_1_PDRP120 | San Diego-IV | DR | DEMAND | SDG1_1_PDRP120 |  |  |  | 0.27 | 0 | 0 | 0.99 | 0.99 | 0.99 | 0.89 | 0 | 0 | Y | South | FC
SDG1_1_PDRP121 | San Diego-IV | DR | DEMAND | SDG1_1_PDRP121 |  |  | 0.21 | 0.21 | 0.99 | 0.17 | 0.24 | 0.5 | 0.59 | 0 | 0 | 0 | Y | South | FC
SDG1_1_PDRP14 | San Diego-IV | DR | DEMAND | SDG1_1_PDRP14 | OCT: 0.8; NOV: 0; DEC: 0 | Y | South | FC
SDG1_1_PDRP15 | San Diego-IV | DR | DEMAND | SDG1_1_PDRP15 | 0.12 | 0.1 | 0.15 | 0.1 | 0.28 | 0.1 | 0.4 | 0.1 | 0 | 0.26 | 0 | 0 | Y | South | FC
SDG1_1_PDRP25 | San Diego-IV | DR | DEMAND | SDG1_1_PDRP25 | 0.12 | 0.1 | 0.15 | 0.1 | 0.28 | 0.1 | 0.4 | 0.1 | 0 | 0.26 | 0 | 0 | Y | South | FC
SDG1_1_PDRP26 | San Diego-IV | DR | DEMAND | SDG1_1_PDRP26 | 0.12 | 0.1 | 0.15 | 0.1 | 0.3 | 0.1 | 0.44 | 0.1 | 0 | 0.28 | 0 | 0 | Y | South | FC
SDG1_1_PDRP27 | San Diego-IV | DR | DEMAND | SDG1_1_PDRP27 | 0.12 | 0.1 | 0.15 | 0.1 | 0.28 | 0.1 | 0.4 | 0.1 | 0 | 0.25 | 0 | 0 | Y | South | FC
SDG1_1_PDRP28 | San Diego-IV | DR | DEMAND | SDG1_1_PDRP28 | 0.12 | 0.1 | 0.15 | 0.1 | 0.3 | 0.1 | 0.44 | 0.1 | 0 | 0.28 | 0 | 0 | Y | South | FC
SDG1_1_PDRP30 | San Diego-IV | DR | DEMAND | SDG1_1_PDRP30 | JUN: 2.3; JUL: 0; AUG: 0; SEP: 0; OCT: 0; NOV: 0; DEC: 0 | Y | South | FC
SDG1_1_PDRP32 | San Diego-IV | DR | DEMAND | SDG1_1_PDRP32 | 0.12 | 0.1 | 0.15 | 0.1 | 0.3 | 0.1 | 0.44 | 0.1 | 0 | 0.28 | 0 | 0 | Y | South | FC
SDG1_1_PDRP33 | San Diego-IV | DR | DEMAND | SDG1_1_PDRP33 | 0.12 | 0.1 | 0.15 | 0.1 | 0.27 | 0.1 | 0.4 | 0.1 | 0 | 0.25 | 0 | 0 | Y | South | FC
SDG1_1_PDRP34 | San Diego-IV | DR | DEMAND | SDG1_1_PDRP34 | 0.12 | 0.1 | 0.14 | 0.1 | 0.3 | 0.1 | 0.44 | 0.1 | 0 | 0.28 | 0 | 0 | Y | South | FC
SDG1_1_PDRP37 | San Diego-IV | DR | DEMAND | SDG1_1_PDRP37 | 0.12 | 0.1 | 0.15 | 0.1 | 0.27 | 0.1 | 0.4 | 0.1 | 0 | 0.25 | 0 | 0 | Y | South | FC
SDG1_1_PDRP38 | San Diego-IV | DR | DEMAND | SDG1_1_PDRP38 | 0.12 | 0.1 | 0.14 | 0.17 | 0.3 | 0.1 | 0.44 | 0.1 | 0 | 0.28 | 0 | 0 | Y | South | FC
SDG1_1_PDRP39 | San Diego-IV | DR | DEMAND | SDG1_1_PDRP39 | 0.12 | 0.15 | 0.15 | 0.16 | 0.27 | 0.1 | 0.4 | 0 | 0 | 0.25 | 0 | 0 | Y | South | FC
SDG1_1_PDRP40 | San Diego-IV | DR | DEMAND | SDG1_1_PDRP40 | 0.11 | 0.14 | 0.14 | 0.17 | 0.3 | 0.1 | 0.43 | 0 | 0 | 0.28 | 0 | 0 | Y | South | FC
SDG1_1_PDRP41 | San Diego-IV | DR | DEMAND | SDG1_1_PDRP41 | 0.12 | 0.15 | 0.15 | 0.16 | 0.27 | 0.1 | 0.4 | 0 | 0 | 0.25 | 0 | 0 | Y | South | FC
SDG1_1_PDRP43 | San Diego-IV | DR | DEMAND | SDG1_1_PDRP43 | 0.12 | 0.15 | 0.15 | 0.16 | 0.27 | 0.1 | 0.4 | 0 | 0 | 0.25 | 0 | 0 | Y | South | FC
SDG1_1_PDRP44 | San Diego-IV | DR | DEMAND | SDG1_1_PDRP44 | 0.11 | 0.14 | 0.14 | 0.17 | 0.3 | 0.1 | 0.43 | 0 | 0 | 0.27 | 0 | 0 | Y | South | FC
SDG1_1_PDRP45 | San Diego-IV | DR | DEMAND | SDG1_1_PDRP45 | 0.12 | 0.15 | 0.15 | 0.16 | 0.27 | 0.1 | 0.4 | 0 | 0 | 0.25 | 0 | 0 | Y | South | FC
SDG1_1_PDRP46 | San Diego-IV | DR | DEMAND | SDG1_1_PDRP46 | 0.11 | 0.14 | 0.14 | 0.17 | 0.3 | 0.1 | 0.43 | 0 | 0 | 0.27 | 0 | 0 | Y | South | FC
SDG1_1_PDRP47 | San Diego-IV | DR | DEMAND | SDG1_1_PDRP47 | 0.12 | 0.14 | 0.14 | 0.16 | 0.27 | 0.1 | 0.4 | 0 | 0 | 0.25 | 0 | 0 | Y | South | FC
SDG1_1_PDRP48 | San Diego-IV | DR | DEMAND | SDG1_1_PDRP48 | 0.11 | 0.14 | 0.14 | 0.17 | 0.3 | 0.1 | 0.43 | 0 | 0 | 0.27 | 0 | 0 | Y | South | FC
SDG1_1_PDRP49 | San Diego-IV | DR | DEMAND | SDG1_1_PDRP49 | 0.11 | 0.14 | 0.14 | 0.16 | 0.27 | 0.1 | 0.4 | 0 | 0 | 0.25 | 0 | 0 | Y | South | FC
SDG1_1_PDRP51 | San Diego-IV | DR | DEMAND | SDG1_1_PDRP51 | 0.11 | 0.14 | 0.14 | 0.16 | 0.27 | 0.1 | 0.4 | 0 | 0 | 0.25 | 0 | 0 | Y | South | FC
SDG1_1_PDRP60 | San Diego-IV | DR | DEMAND | SDG1_1_PDRP60 | 0.11 | 0.14 | 0.14 | 0.17 | 0.3 | 0.1 | 0.43 | 0 | 0 | 0.27 | 0 | 0 | Y | South | FC
SDG1_1_PDRP61 | San Diego-IV | DR | DEMAND | SDG1_1_PDRP61 |  |  |  | 0.15 | 0.27 | 0.1 | 0.39 | 0 | 0 | 0.25 | 0 | 0 | Y | South | FC
SDG1_1_PDRP62 | San Diego-IV | DR | DEMAND | SDG1_1_PDRP62 | 0.11 | 0.14 | 0.14 | 0.17 | 0.29 | 0.1 | 0.43 | 0 | 0 | 0.27 | 0 | 0 | Y | South | FC
SDG1_1_PDRP63 | San Diego-IV | DR | DEMAND | SDG1_1_PDRP63 |  |  |  | 0.15 | 0.27 | 0.35 | 0.39 | 0 | 0 | 0.25 | 0 | 0 | Y | South | FC
SDG1_1_PDRP64 | San Diego-IV | DR | DEMAND | SDG1_1_PDRP64 | 0.11 | 0.14 | 0.14 | 0.17 | 0.29 | 0.1 | 0.43 | 0 | 0 | 0.27 | 0 | 0 | Y | South | FC
SDG1_1_PDRP65 | San Diego-IV | DR | DEMAND | SDG1_1_PDRP65 |  |  |  | 0.15 | 0.27 | 0.35 | 0.39 | 0 | 0 | 0.25 | 0 | 0 | Y | South | FC
SDG1_1_PDRP66 | San Diego-IV | DR | DEMAND | SDG1_1_PDRP66 |  |  |  | 0.17 | 0.29 | 0.26 | 0.43 | 0 | 0 | 0.27 | 0 | 0 | Y | South | FC
SDG1_1_PDRP67 | San Diego-IV | DR | DEMAND | SDG1_1_PDRP67 |  |  |  | 0.15 | 0.27 | 0.35 | 0.39 | 0 | 0 | 0.25 | 0 | 0 | Y | South | FC
SDG1_1_PDRP68 | San Diego-IV | DR | DEMAND | SDG1_1_PDRP68 |  |  |  | 0.17 | 0.29 | 0.38 | 0.43 | 0 | 0 | 0.27 | 0 | 0 | Y | South | FC
SDG1_1_PDRP69 | San Diego-IV | DR | DEMAND | SDG1_1_PDRP69 |  |  |  | 0.15 | 0.27 | 0.35 | 0.39 | 0 | 0 | 0.25 | 0 | 0 | Y | South | FC
SDG1_1_PDRP70 | San Diego-IV | DR | DEMAND | SDG1_1_PDRP70 |  |  |  | 0.17 | 0.29 | 0.38 | 0.43 | 0 | 0 | 0.27 | 0 | 0 | Y | South | FC
SDG1_1_PDRP84 | San Diego-IV | DR | DEMAND | SDG1_1_PDRP84 | JUN: 0.73; JUL: 0.1; AUG: 0.6; SEP: 0.78; OCT: 0.17; NOV: 0; DEC: 0 | Y | South | FC
SDG1_1_PDRP85 | San Diego-IV | DR | DEMAND | SDG1_1_PDRP85 | 0.57 | 0.86 | 3.57 | 4.47 | 0 | 0 | 1.12 | 1.12 | 1.12 | 1.16 | 0 | 0 | Y | South | FC
SDG1_1_PDRP86 | San Diego-IV | DR | DEMAND | SDG1_1_PDRP86 | 3.21 | 3.66 | 3.59 | 4.44 | 5.67 | 5.95 | 6.97 | 6.37 | 6.66 | 5.54 | 0 | 0 | Y | South | FC
SDG1_1_PDRP88 | San Diego-IV | DR | DEMAND | SDG1_1_PDRP88 | 0.17 | 0 | 0 | 0.99 | 0 | 0 | 0.12 | 0.37 | 0.16 | 0.99 | 0 | 0 | Y | South | FC
SDG1_1_PDRP91 | San Diego-IV | DR | DEMAND | SDG1_1_PDRP91 | 0.87 | 0.93 | 0.99 | 0.99 | 0.12 | 0.99 | 0 | 0.19 | 0.96 | 0.99 | 0 | 0 | Y | South | FC
SDG1_1_PDRP96 | San Diego-IV | DR | DEMAND | SDG1_1_PDRP96 | 0.19 | 0 | 0 | 0.19 | 0.73 | 0.36 | 0.27 | 0.12 | 0.49 | 0.19 | 0 | 0 | Y | South | FC
SDG1_1_PDRP97 | San Diego-IV | DR | DEMAND | SDG1_1_PDRP97 | 0.9 | 0.99 | 0.99 | 0.99 | 0 | 0 | 0 | 0 | 0.2 | 0.99 | 0 | 0 | Y | South | FC
SDG1_1_PDRP98 | San Diego-IV | DR | DEMAND | SDG1_1_PDRP98 |  |  |  | 0.12 | 0.15 | 0.15 | 0.53 | 0.23 | 0.48 | 0.1 | 0 | 0 | Y | South | FC
SDG1_1_PDRP99 | San Diego-IV | DR | DEMAND | SDG1_1_PDRP99 |  | 0.99 | 0.31 | 0.1 | 0 | 0.2 | 0.33 | 0.15 | 0 | 0.99 | 0 | 0 | Y | South | FC
ADLIN_1_UNITS | NCNB | GEOTHERMAL | GEOTHERMAL | GEYSERS AIDLIN AGGREGATE | 22 | 22 | 22 | 22 | 22 | 22 | 22 | 22 | 22 | 22 | 22 | 22 | Y | North | FC
BLM_2_UNITS | CAISO System | GEOTHERMAL | GEOTHERMAL | BLM EAST Facility | 47 | 47 | 47 | 47 | 47 | 47 | 47 | 47 | 47 | 47 | 47 | 47 | Y | South | PD | 47.00 | NQC reduction required due to transfer of deliverability to a new resource. (Adjustment already applied Jan-Dec.)
CALGEN_1_UNITS | CAISO System | GEOTHERMAL | GEOTHERMAL | Coso Navy 1 | 80 | 80 | 80 | 80 | 80 | 80 | 80 | 80 | 80 | 80 | 80 | 80 | Y | South | FC
CASADB_1_CD4GT1 | CAISO System | GEOTHERMAL | GEOTHERMAL | Casa Diablo 4 | 31 | 31 | 31 | 31 | 31 | 31 | 31 | 31 | 31 | 31 | 31 | 31 | Y | South | FC
CONTRL_1_CASAD1 | CAISO System | GEOTHERMAL | GEOTHERMAL | Mammoth G1 | 6.97 | 7.2 | 6.97 | 6.85 | 6.73 | 5.74 | 5.1 | 5.35 | 5.53 | 5.64 | 6.99 | 6.64 | N | South | FC
CONTRL_1_CASAD2 | CAISO System | GEOTHERMAL | GEOTHERMAL | Mammoth G2 | 10.11 | 9.97 | 9.45 | 8.35 | 8.63 | 8.23 | 9.41 | 9.28 | 9.17 | 9.16 | 9.99 | 10.2 | Y | South | FC
CONTRL_1_CASAD3 | CAISO System | GEOTHERMAL | GEOTHERMAL | Mammoth G3 | 12.35 | 12.89 | 13.08 | 12.43 | 11.48 | 9.69 | 8.75 | 9.02 | 9.88 | 10.72 | 12.99 | 13.07 | N | South | FC
CONTRL_1_OXBOW | CAISO System | GEOTHERMAL | GEOTHERMAL | Dixie Valley Geo | 59.46 | 57.37 | 57.75 | 43.02 | 46.29 | 55.03 | 54.04 | 53.91 | 54.61 | 46.22 | 59.38 | 58.79 | N | South | FC
GEYS11_7_UNIT11 | NCNB | GEOTHERMAL | GEOTHERMAL | GEYSERS UNIT 11 (HEALDSBURG) | 68 | 68 | 68 | 68 | 68 | 68 | 68 | 68 | 68 | 68 | 68 | 68 | Y | North | FC
GEYS12_7_UNIT12 | NCNB | GEOTHERMAL | GEOTHERMAL | GEYSERS UNIT 12 (HEALDSBURG) | 50 | 50 | 50 | 50 | 50 | 50 | 50 | 50 | 50 | 50 | 50 | 50 | Y | North | FC
GEYS13_7_UNIT13 | NCNB | GEOTHERMAL | GEOTHERMAL | GEYSERS UNIT 13 (HEALDSBURG) | 56 | 56 | 56 | 56 | 56 | 56 | 56 | 56 | 56 | 56 | 56 | 56 | Y | North | FC
GEYS14_7_UNIT14 | NCNB | GEOTHERMAL | GEOTHERMAL | GEYSERS UNIT 14 (HEALDSBURG) | 70 | 70 | 70 | 70 | 70 | 70 | 70 | 70 | 70 | 70 | 70 | 70 | Y | North | FC
GEYS16_7_UNIT16 | NCNB | GEOTHERMAL | GEOTHERMAL | GEYSERS UNIT 16 (HEALDSBURG) | 63 | 63 | 63 | 63 | 63 | 63 | 63 | 63 | 63 | 63 | 63 | 63 | Y | North | FC
GEYS17_7_UNIT17 | NCNB | GEOTHERMAL | GEOTHERMAL | GEYSERS UNIT 17 (HEALDSBURG) | 75.5 | 75.5 | 75.5 | 75.5 | 75.5 | 75.5 | 75.5 | 75.5 | 75.5 | 75.5 | 75.5 | 75.5 | Y | North | FC
GEYS18_7_UNIT18 | NCNB | GEOTHERMAL | GEOTHERMAL | GEYSERS UNIT 18 (HEALDSBURG) | 72 | 72 | 72 | 72 | 72 | 72 | 72 | 72 | 72 | 72 | 72 | 72 | Y | North | FC
GEYS20_7_UNIT20 | NCNB | GEOTHERMAL | GEOTHERMAL | GEYSERS UNIT 20 (HEALDSBURG) | 50 | 50 | 50 | 50 | 50 | 50 | 50 | 50 | 50 | 50 | 50 | 50 | Y | North | FC
GYS5X6_7_UNITS | NCNB | GEOTHERMAL | GEOTHERMAL | GEYSERS UNITS 5 & 6 AGGREGATE | 85 | 85 | 85 | 85 | 85 | 85 | 85 | 85 | 85 | 85 | 85 | 85 | Y | North | FC
GYS7X8_7_UNITS | NCNB | GEOTHERMAL | GEOTHERMAL | GEYSERS UNITS 7 & 8 AGGREGATE | 95.8 | 95.8 | 95.8 | 95.8 | 95.8 | 95.8 | 95.8 | 95.8 | 95.8 | 95.8 | 95.8 | 95.8 | Y | North | FC
HILAND_7_YOLOWD | NCNB | GEOTHERMAL | GEOTHERMAL | CLEAR LAKE UNIT 1 | 0 | 0 | 0 | 0 | 0 | 0 | 0 | 0 | 0 | 0 | 0 | 0 | N | North | EO
MLPTAS_7_QFUNTS | Bay Area | GEOTHERMAL | GEOTHERMAL | MLPTAS_7_QFUNTS | 0 | 0 | 0 | 0 | 0 | 0 | 0 | 0 | 0 | 0 | 0 | 0 | N | North | FC
NAVYII_2_UNITS | CAISO System | GEOTHERMAL | GEOTHERMAL | COSO POWER DEVELOPER (NAVY II) AGGREGATE | 55 | 55 | 55 | 55 | 55 | 55 | 55 | 55 | 55 | 55 | 55 | 55 | Y | South | PD | 55.00 | NQC reduction required due to transfer of deliverability to a new resource. (Adjustment already applied Jan-Dec.)
NCPA_7_GP1UN1 | NCNB | GEOTHERMAL | GEOTHERMAL | NCPA GEO PLANT 1 UNIT 1 | 38.85 | 38.85 | 38.85 | 38.85 | 38.85 | 38.85 | 38.85 | 38.85 | 38.85 | 38.85 | 38.85 | 38.85 | Y | North | FC
NCPA_7_GP1UN2 | NCNB | GEOTHERMAL | GEOTHERMAL | NCPA GEO PLANT 1 UNIT 2 | 39.94 | 39.94 | 39.94 | 39.94 | 39.94 | 39.94 | 39.94 | 39.94 | 39.94 | 39.94 | 39.94 | 39.94 | Y | North | FC
NCPA_7_GP2UN3 | NCNB | GEOTHERMAL | GEOTHERMAL | NCPA GEO PLANT 2 UNIT 3 | 0 | 0 | 0 | 0 | 0 | 0 | 0 | 0 | 0 | 0 | 0 | 0 | Y | North | FC
NCPA_7_GP2UN4 | NCNB | GEOTHERMAL | GEOTHERMAL | NCPA GEO PLANT 2 UNIT 4 | 52.73 | 52.73 | 52.73 | 52.73 | 52.73 | 52.73 | 52.73 | 52.73 | 52.73 | 52.73 | 52.73 | 52.73 | Y | North | FC
RAMON_2_SCEDYN | IID | GEOTHERMAL | GEOTHERMAL | RAMON_2_SCEDYN | 106.18 | 106.18 | 106.18 | 106.18 | 106.18 | 106.18 | 106.18 | 106.18 | 106.18 | 106.18 | 106.18 | 106.18
SANTFG_7_UNITS | NCNB | GEOTHERMAL | GEOTHERMAL | GEYSERS CALISTOGA AGGREGATE | 72 | 72 | 72 | 72 | 72 | 72 | 72 | 72 | 72 | 72 | 72 | 72 | Y | North | FC
SIGHEB_6_HE2SCEDYN | IID | GEOTHERMAL | GEOTHERMAL | Heber 2 | 28 | 28 | 28 | 28 | 28 | 28 | 28 | 28 | 28 | 28 | 28 | 28
SIGHEB_6_MIRDYN | IID | GEOTHERMAL | GEOTHERMAL | Heber South | 17 | 17 | 17 | 17 | 17 | 17 | 17 | 17 | 17 | 17 | 17 | 17
SMUDGO_7_UNIT 1 | NCNB | GEOTHERMAL | GEOTHERMAL | SONOMA POWER PLANT | 47 | 47 | 47 | 47 | 47 | 47 | 47 | 47 | 47 | 47 | 47 | 47 | Y | North | FC
BARRE_2_ALASB1 | LA Basin | Hybrid_BattStorage | BATTERY | Los Alamitos 1 | 5.02 | 5.21 | 5.25 | 5.34 | 5.5 | 6.04 | 6.13 | 5.96 | 5.83 | 5.52 | 5.37 | 5.18 | Y | South | FC
CUYAMA_6_SB3SB1 | CAISO System | Hybrid_BattStorage | BATTERY | SEPV Barbara 3 |  | 3 | 3 | 3 | 3 | 3 | 3 | 3 | 3 | 3 | 3 | 3 | Y | North | ID | 100% | Waiting for QC8RAS-08 as potentially more
DELAMO_2_ALASB2 | LA Basin | Hybrid_BattStorage | BATTERY | Los Alamitos 2 | 5.02 | 5.21 | 5.25 | 5.34 | 5.5 | 6.04 | 6.13 | 5.96 | 5.83 | 5.52 | 5.37 | 5.18 | Y | South | FC
EDWARD_2_E21SB1 | CAISO System | Hybrid_BattStorage | BATTERY | EdSan 2 Edwards 1A | 71.29 | 73.62 | 74.16 | 75.26 | 77.39 | 84.13 | 85.3 | 83.08 | 81.42 | 77.56 | 75.53 | 73.1 | Y | South | ID | 100% | Hybrid - C10 - Waiting for Tehachapi cRAS and possibly other - PV 130.0 MW and ESS 71.0 MW
EDWARD_2_E23SB1 | CAISO System | Hybrid_BattStorage | BATTERY | EdSan 2 Edwards 3 | 6.08 | 6.61 | 6.72 | 6.93 | 7.37 | 8.81 | 9.08 | 8.63 | 8.33 | 7.52 | 7.12 | 6.63 | Y | South | ID | 100% | C10 - Waiting for Tehachapi cRAS
EDWARD_2_ES2BT3 | CAISO System | Hybrid_BattStorage | BATTERY | EdSan 2 | 66.26 | 68.35 | 68.83 | 69.84 | 71.76 | 77.84 | 78.89 | 76.88 | 75.37 | 71.88 | 70.05 | 67.86 | Y | South | ID | 100% | Hybrid - C10 - Waiting for Tehachapi cRAS and possibly other - PV 118.0 MW and ESS 66.0 MW
EDWARD_2_ESSSB1 | CAISO System | Hybrid_BattStorage | BATTERY | Sanborn Solar 2 Edwards 5 | 0.46 | 3.48 | 48.46 | 49.03 | 50.07 | 53.33 | 53.87 | 52.76 | 51.89 | 50 | 48.97 | 47.76 | Y | South | ID | 98.19% | Waiting for Tehachapi CRAS. Partial deliverability available for 47 MW battery and 68 MW solar.
EDWARD_2_ESSSB2 | CAISO System | Hybrid_BattStorage | BATTERY | Sanborn Solar 2 | 0.53 | 3.96 | 25.7 | 26.87 | 29.36 | 37.61 | 39.17 | 36.65 | 34.94 | 30.34 | 28.15 | 25.38 | Y | South | ID | 91.02% | Waiting for Tehachapi CRAS. Partial deliverability available for 21.5 MW battery and 132 MW solar.
HAMLIN_1_BLDSB1 | CAISO System | Hybrid_BattStorage | BATTERY | Baldy Mesa Hybrid | JUN: 94.65; JUL: 96.6; AUG: 93.6; SEP: 91.65; OCT: 86.1; NOV: 83.55; DEC: 80.25 | Y | South | ID | 100% | Waiting for Mojave Desert RAS and Nort of Lugo C-RAS. 150 MW solar with 75 MW battery for 150 MW Max at POI - with no grid-charging restrictions.
LNCSTR_6_SOLAR2 | Big Creek-Ventura | Hybrid_BattStorage | BATTERY | SEPV Sierra NGR | 6.9 | 6.9 | 6.9 | 6.9 | 6.9 | 6.9 | 6.9 | 6.9 | 6.9 | 6.9 | 6.9 | 6.9 | Y | South | PD | 6.90 | Hybrid - 8.25 MW max to grid - 3.00 MW Solar PV and 7.00 MW BESS - No ITC limitation.
OCOTLO_6_OCWSB1 | IID | Hybrid_BattStorage | BATTERY | Ocotillo Wells Solar and BESS | 50 | 50 | 50 | 50 | 50 | 50 | 50 | 50 | 50 | 50 | 50 | 50
PUTHCR_1_PCNSB1 | CAISO System | Hybrid_BattStorage | BATTERY | Putah Creek Solar Farm North | 3 | 3 | 3 | 3 | 3 | 3 | 3 | 3 | 3 | 3 | 3 | 3 | Y | North | ID | 100% | Hybrid - C12 - Waiting for Bay Area ADNU and possibly other - PV 3.00 MW and ESS 3.00 MW with Max output 3.00 MW.
RATSKE_2_RBSSB1 | CAISO System | Hybrid_BattStorage | BATTERY | Rabbitbrush Solar 1 | 7.72 | 9.16 | 9.45 | 9.99 | 11.14 | 14.95 | 15.67 | 14.51 | 13.74 | 11.62 | 10.62 | 9.34 | Y | South | ID | 100% | Waiting for Whirlwind transformer CRAS
RATSKE_2_RBSSB2 | CAISO System | Hybrid_BattStorage | BATTERY | Rabbitbrush Solar 2 | 5.14 | 6.09 | 6.29 | 6.65 | 7.41 | 9.95 | 10.43 | 9.66 | 9.13 | 7.72 | 7.04 | 6.2 | Y | South | ID | 100% | Waiting for Whirlwind transformer CRAS
SANBRN_2_EESSB2 | CAISO System | Hybrid_BattStorage | BATTERY | Edsan 2 Edwards Sanborn E1B | 85.25 | 87.36 | 87.88 | 88.98 | 91.01 | 97.37 | 98.43 | 96.29 | 94.63 | 90.95 | 88.96 | 86.62 | Y | South | ID | 100% | Waiting for the Windhub and Tehachapi CRAS. Co-located with Solar - 130 MW solar with 85 MW battery limited to 166 MW at POI.
SANBRN_2_ES1BT3 | CAISO System | Hybrid_BattStorage | BATTERY | EdSan 1 Edwards 1 | 22.09 | 22.8 | 22.97 | 23.31 | 23.96 | 26.03 | 26.39 | 25.71 | 25.2 | 24.01 | 23.39 | 22.64 | Y | South | ID | 100% | Waiting for Tehachapi cRAS.
SANBRN_2_ES2SB3 | CAISO System | Hybrid_BattStorage | BATTERY | EdSan 2 Sanborn 3 | 18.07 | 18.66 | 18.8 | 19.08 | 19.62 | 21.34 | 21.63 | 21.07 | 20.65 | 19.67 | 19.15 | 18.53 | Y | South | ID | 100% | Waiting for Tehachapi cRAS.
SANBRN_2_SS2SB4 | CAISO System | Hybrid_BattStorage | BATTERY | Sanborn Solar 2 Edwards Sanborn S4 | 18.09 | 18.75 | 18.91 | 19.21 | 19.81 | 21.73 | 22.06 | 21.44 | 20.98 | 19.89 | 19.32 | 18.64 | Y | South | ID | 100% | Hybrid 36 MW max to grid - 36 MW solar and 4.5 MW or 18 MWh BESS. CPUC monthly approved QCs are 4.63, 5.5, 5.67, 5.99, 6.68, 8.97, 9.4, 8.71, 8.24, 6.97, 6.37, 5.6. Waiting for Windhub CRAS, Tehachapi CRAS and possibly other.
SLATE_2_SLASR1 | Fresno | Hybrid_BattStorage | BATTERY | Slate | 0.2 | 1.52 | 1.77 | 2.22 | 3.23 | 6.62 | 7.27 | 6.26 | 5.61 | 3.74 | 2.88 | 1.77 | N | North | ID | 1 | C8 - Waiting for Bellota-Warnerville 230 kV reconductoring and possibly other - PV 50.50 MW, ESS 0.00 MW.
SLATE_2_SLASR2 | Fresno | Hybrid_BattStorage | BATTERY | SLATE_2 | 46.72 | 48.45 | 48.84 | 49.64 | 51.19 | 56.13 | 57 | 55.39 | 54.2 | 51.38 | 49.91 | 48.15 | Y | North | ID | 100% | Hybrid - C8 - Waiting for Bellota-Warnerville 230 kV reconductoring and possibly other - PV - 93.00 MW, ESS - 46.50 MW
SLATE_2_SLASR3 | Fresno | Hybrid_BattStorage | BATTERY | SLATE_3 | 33.91 | 35.17 | 35.45 | 36.03 | 37.15 | 40.74 | 41.37 | 40.2 | 39.34 | 37.29 | 36.23 | 34.95 | Y | North | ID | 100% | Hybrid - C8 Waiting for Bellota-Warnerville 230 kV reconductoring and possibly other - PV 67.50 MW and ESS 33.75 MW
SLATE_2_SLASR4 | Fresno | Hybrid_BattStorage | BATTERY | SLATE_4 | 50.09 | 50.99 | 51.22 | 51.75 | 52.67 | 55.51 | 55.96 | 54.97 | 54.17 | 52.5 | 51.56 | 50.48 | Y | North | ID | 100% | Hybrid - C8 Waiting for Bellota-Warnerville 230 kV reconductoring and possibly other - PV 63.00 MW and ESS 50.00 MW
SLATE_2_SLASR5 | Fresno | Hybrid_BattStorage | BATTERY | Slate 5 | 10.07 | 10.6 | 10.71 | 10.94 | 11.39 | 12.86 | 13.12 | 12.66 | 12.32 | 11.49 | 11.08 | 10.57 | Y | North | ID | 100% | Hybrid - C8 - Waiting for Bellota-Warnerville 230 kV reconductoring and possibly other - PV - 26.00 MW, ESS - 10.00 MW
TOWNSITE_2_MEADDYN | WALC | Hybrid_BattStorage | BATTERY | Townsite Solar BESS | 90.37 | 93.43 | 94.25 | 95.86 | 98.74 | 108.28 | 110.06 | 106.92 | 104.39 | 99.01 | 95.97 | 92.63
VALTNE_2_TBBBT1 | CAISO System | Hybrid_BattStorage | BATTERY | Tropico Solar Big Beau | 18.17 | 19.41 | 19.68 | 20.18 | 21.22 | 24.61 | 25.23 | 24.17 | 23.42 | 21.52 | 20.58 | 19.41 | Y | South | ID | 100% | Waiting for Tehachapi cRAS and Whirlwind cRAS - Hybrid 58 MW max to grid - 18 MW BESS and 58 MW PV - part of an original project with 92perc. IDS
VALTNE_2_TRSBT1 | CAISO System | Hybrid_BattStorage | BATTERY | Tropico Solar | 22.21 | 23.7 | 24.02 | 24.63 | 25.88 | 29.96 | 30.71 | 29.43 | 28.53 | 26.23 | 25.1 | 23.69 | Y | South | ID | 100% | Waiting for Tehachapi cRAS and Whirlwind cRAS - Hybrid 70 MW max to grid - 22 MW BESS and 70 MW PV - part of an original project with 92perc. IDS
WRGTSR_2_WSFSR1 | CAISO System | Paired_Solar_Fixed | SOLAR | Wright Solar Freeman | 0.8 | 6 | 7 | 8.8 | 12.8 | 26.2 | 28.8 | 24.8 | 22.2 | 14.8 | 11.4 | 7 | N | North | FC
ALAMO_6_UNIT | Big Creek-Ventura | HYDRO | HYDRO | ALAMO POWER PLANT | 13.22 | 14 | 12.02 | 13.92 | 13.71 | 14 | 14 | 14 | 14 | 12.32 | 13.63 | 11.53 | Y | South | FC
ALLGNY_6_HYDRO1 | Sierra | HYDRO | HYDRO | Salmon Creek Hydroelectric Project | 0.14 | 0.25 | 0.32 | 0.48 | 0.48 | 0.14 | 0.03 | 0 | 0 | 0.03 | 0.14 | 0.08 | N | North | FC
APLHIL_1_SFKHY1 | Sierra | HYDRO | HYDRO | South Fork Powerhouse | 0 | 0 | 0 | 0 | 0 | 0 | 0 | 0 | 0 | 0 | 0 | 0 | Y | North | EO
BALCHS_7_UNIT 1 | Fresno | HYDRO | HYDRO | BALCH 1 PH UNIT 1 | 24.8 | 24.8 | 24.8 | 24.8 | 24.8 | 24.8 | 31 | 31 | 31 | 28.2 | 24.8 | 24.8 | Y | North | FC
BALCHS_7_UNIT 2 | Fresno | HYDRO | HYDRO | BALCH 2 PH UNIT 2 | 42 | 42 | 0 | 42 | 52.5 | 52.5 | 52.5 | 52.5 | 52.5 | 52.5 | 52.5 | 52.5 | Y | North | FC
BALCHS_7_UNIT 3 | Fresno | HYDRO | HYDRO | BALCH 2 PH UNIT 3 | 43.68 | 0 | 24.8 | 43.68 | 54.18 | 54.6 | 54.6 | 54.6 | 54.6 | 54.6 | 54.6 | 43.68 | Y | North | FC
BEARDS_7_UNIT 1 | Stockton | HYDRO | HYDRO | Beardsley Hydro | 4.3 | 2.74 | 2 | 6.54 | 5.96 | 9.1 | 5.54 | 5.94 | 3.8 | 3.2 | 2.72 | 6.18 | Y | North | FC
BELDEN_7_UNIT 1 | Sierra | HYDRO | HYDRO | BELDEN HYDRO | 1.6 | 1.6 | 0 | 0 | 0 | 35.2 | 80.8 | 93.95 | 88 | 45.2 | 0 | 1.6 | Y | North | FC |  | Rio Oso constraint removed starting March 1, 2024 per new CAISO deliverability methodology.
BIGCRK_2_EXESWD | Big Creek-Ventura | HYDRO | HYDRO | BIG CREEK HYDRO PROJECT PSP | 490.44 | 553.8 | 507 | 561.6 | 700 | 728.6 | 706.43 | 725 | 725 | 455.76 | 483 | 498.28 | Y | South | FC
BIGCRK_7_DAM7 | Big Creek-Ventura | HYDRO | HYDRO | DAM 7 AT BIG CREEK (FISHWATER GEN) | 0 | 0 | 0 | 0 | 0 | 0 | 0 | 0 | 0 | 0 | 0 | 0 | N | South | EO
BIGCRK_7_MAMRES | Big Creek-Ventura | HYDRO | HYDRO | MAMMOTH POOL RESERVOIR (FISHWATER | 0 | 0 | 0 | 0 | 0 | 0 | 0 | 0 | 0 | 0 | 0 | 0 | N | South | EO
BISHOP_1_ALAMO | CAISO System | HYDRO | HYDRO | BISHOP CREEK PLANT 2 AND 6 | 3.13 | 2.38 | 2.6 | 3.84 | 7.55 | 7.84 | 6.7 | 6.15 | 4.45 | 3.01 | 2.57 | 2.08 | N | South | FC
BISHOP_1_UNITS | CAISO System | HYDRO | HYDRO | BISHOP CREEK PLANT 3 AND 4 | 4.91 | 3.68 | 2.96 | 6.32 | 10.33 | 10.75 | 9.38 | 7.28 | 6.91 | 5.04 | 4.13 | 4.3 | N | South | FC
BLACK_7_UNIT 1 | CAISO System | HYDRO | HYDRO | JAMES B. BLACK 1 | 84.2 | 82.4 | 82.4 | 82.4 | 84 | 84.6 | 84.4 | 84.4 | 82 | 68 | 68 | 84 | Y | North | FC
BLACK_7_UNIT 2 | CAISO System | HYDRO | HYDRO | JAMES B. BLACK 2 | 83.48 | 83.28 | 83.28 | 82 | 83.28 | 83.88 | 84.08 | 84.08 | 84.08 | 67.28 | 83.48 | 83.28 | Y | North | FC
BLCKBT_2_STONEY | CAISO System | HYDRO | HYDRO | BLACK BUTTE HYDRO | 2.04 | 1.6 | 1.3 | 3.5 | 2.7 | 2.57 | 2.02 | 1.83 | 1.5 | 1.5 | 2.1 | 2.51 | Y | North | FC
BNNIEN_7_ALTAPH | Sierra | HYDRO | HYDRO | ALTA POWER HOUSE | 0.34 | 0.3 | 0.3 | 0.4 | 0.2 | 0.39 | 0.4 | 0.61 | 0.42 | 0.53 | 0.41 | 0.3 | N | North | FC
BOWMN_6_HYDRO | Sierra | HYDRO | HYDRO | NID Hydro Bowman Powerhouse | 0.15 | 0.06 | 0.07 | 0.21 | 1.6 | 1.23 | 2.18 | 2 | 1.5 | 1.03 | 0.24 | 0.18 | N | North | FC
BRDGVL_7_BAKER | Humboldt | HYDRO | HYDRO | Baker Station Hydro | 0.47 | 0.45 | 0.37 | 0.28 | 0.13 | 0.01 | 0 | 0 | 0 | 0.01 | 0.06 | 0.46 | N | North | FC
BUCKCK_2_HYDRO | Sierra | HYDRO | HYDRO | Lassen Station Hydro | 0.13 | 0.13 | 0.44 | 0.48 | 0.43 | 0.24 | 0.08 | 0.08 | 0 | 0.02 | 0.18 | 0.53 | N | North | FC |  | Rio Oso constraint removed starting March 1, 2024 per new CAISO deliverability methodology.
BUCKCK_7_OAKFLT | Sierra | HYDRO | HYDRO | Oak Flat | 0.34 | 0.34 | 0.42 | 0.41 | 0.6 | 0.59 | 0.48 | 0.38 | 0.2 | 0.21 | 0.2 | 0.22 | N | North | FC |  | Rio Oso constraint removed starting March 1, 2024 per new CAISO deliverability methodology.
BUCKCK_7_PL1X2 | Sierra | HYDRO | HYDRO | BUCKS CREEK AGGREGATE | 24.86 | 24.86 | 52.4 | 52.4 | 52.4 | 52.4 | 52.4 | 46.8 | 26.4 | 26.4 | 26.4 | 50.8 | Y | North | FC |  | Rio Oso constraint removed starting March 1, 2024 per new CAISO deliverability methodology.
BUTTVL_7_UNIT 1 | CAISO System | HYDRO | HYDRO | BUTT VALLEY HYDRO | 38.8 | 31.6 | 31.6 | 31.2 | 32.4 | 32.4 | 39.2 | 39.2 | 39.5 | 32.4 | 32.4 | 38.8 | Y | North | FC
CAMCHE_1_PL1X3 | Stockton | HYDRO | HYDRO | CAMANCHE UNITS 1, 2 & 3 AGGREGATE | 1.62 | 1.67 | 1.74 | 1.99 | 2.31 | 0.99 | 0.83 | 0.88 | 0.48 | 0.52 | 0.95 | 1.4 | N | North | FC
CAMPFW_7_FARWST | Sierra | HYDRO | HYDRO | CAMP FAR WEST HYDRO | 0 | 2.08 | 5.6 | 5.44 | 2.64 | 2.48 | 3.36 | 2.94 | 0 | 0 | 0 | 0 | Y | North | FC
CARBOU_7_PL2X3 | CAISO System | HYDRO | HYDRO | CARIBOU PH 1 UNIT 2 & 3 AGGREGATE | 19.2 | 1.6 | 0 | 0 | 0 | 0 | 28.8 | 35.36 | 20.8 | 12 | 0 | 7.2 | Y | North | FC
CARBOU_7_PL4X5 | CAISO System | HYDRO | HYDRO | CARIBOU PH 2 UNIT 4 & 5 AGGREGATE | 42.34 | 36.4 | 32 | 16.8 | 18.98 | 67.6 | 101.18 | 103.18 | 103.2 | 72 | 25.22 | 24.84 | Y | North | FC
CARBOU_7_UNIT 1 | CAISO System | HYDRO | HYDRO | CARIBOU PH 1 UNIT 1 | 4 | 1.6 | 0 | 0 | 0 | 0 | 9.12 | 19.2 | 18.4 | 0 | 0 | 0 | Y | North | FC
CEDRCK_6_UNIT | CAISO System | HYDRO | HYDRO | Water Wheel Ranch | 0.29 | 0.33 | 0.32 | 0.52 | 0.45 | 0.19 | 0.07 | 0.06 | 0.05 | 0.08 | 0.12 | 0.17 | N | North | FC
CENTER_2_RHONDO | LA Basin | HYDRO | HYDRO | MWD Rio Hondo Hydroelectric Recovery Pla | 0 | 0 | 0 | 0 | 0 | 0 | 0 | 0 | 0 | 0 | 0 | 0 | Y | South | FC
CHICPK_7_UNIT 1 | Sierra | HYDRO | HYDRO | Chicago Park Powerhouse | 25.04 | 24.54 | 20.24 | 20 | 20.8 | 24 | 28.06 | 28.04 | 8.8 | 8 | 19.2 | 26.03 | Y | North | FC
CLOVER_2_UNIT | CAISO System | HYDRO | HYDRO | Clover Creek | 0.47 | 0.47 | 0.38 | 0.55 | 0.45 | 0.26 | 0.1 | 0.04 | 0.01 | 0 | 0.14 | 0.33 | N | North | FC
COLEMN_2_UNIT | CAISO System | HYDRO | HYDRO | Coleman | 4.18 | 5.05 | 5.07 | 4.79 | 4.92 | 2.89 | 2.14 | 0.28 | 1.11 | 1.3 | 1.7 | 3.27 | N | North | FC
COLGAT_7_UNIT 1 | Sierra | HYDRO | HYDRO | Colgate Powerhouse Unit 1 | 141.6 | 141.6 | 176.72 | 176.72 | 176.72 | 176.72 | 176.72 | 176.72 | 176.72 | 176.72 | 176.72 | 176.72 | Y | North | FC |  | Rio Oso constraint removed starting March 1, 2024 per new CAISO deliverability methodology.
COLGAT_7_UNIT 2 | Sierra | HYDRO | HYDRO | Colgate Powerhouse Unit 2 | 139.74 | 139.74 | 175.67 | 175.67 | 175.67 | 175.67 | 175.67 | 175.67 | 175.67 | 175.67 | 175.67 | 175.67 | Y | North | FC |  | Rio Oso constraint removed starting March 1, 2024 per new CAISO deliverability methodology.
COLVIL_7_PL1X2 | CAISO System | HYDRO | HYDRO | COLLIERVILLE HYDRO UNIT 1 & 2 AGGREGATE | 246.86 | 246.86 | 246.86 | 246.86 | 246.86 | 246.86 | 246.86 | 246.86 | 246.86 | 246.86 | 246.86 | 246.86 | Y | North | FC
CONTRL_1_LUNDY | CAISO System | HYDRO | HYDRO | LUNDY | 0.33 | 0.32 | 0.35 | 0.37 | 1.06 | 1.54 | 1.1 | 0.39 | 0.28 | 0.16 | 0.41 | 0.32 | N | South | FC
CONTRL_1_POOLE | CAISO System | HYDRO | HYDRO | POOLE HYDRO PLANT 1 | 0.96 | 0.8 | 0.48 | 0.76 | 1.6 | 8.27 | 5.42 | 1.46 | 10.9 | 0.31 | 0.48 | 0.8 | Y | South | FC
CONTRL_1_RUSHCK | CAISO System | HYDRO | HYDRO | RUSH CREEK | 0.8 | 0.82 | 4.82 | 0.82 | 0.8 | 9.45 | 9.46 | 1.82 | 11.94 | 1.01 | 0.97 | 0.8 | Y | South | FC
COTTLE_2_FRNKNH | CAISO System | HYDRO | HYDRO | Frankenheimer Power Plant | 0 | 0 | 0 | 0 | 0 | 0 | 0 | 0.72 | 0.61 | 0 | 0 | 0 | N | North | FC
COVERD_2_HCKHY1 | CAISO System | HYDRO | HYDRO | HATCHET CREEK | 1.77 | 1.66 | 1.39 | 2.53 | 1.57 | 0.24 | 0 | 0 | 0 | 0.14 | 0.09 | 0.41 | N | North | FC
COVERD_2_MCKHY1 | CAISO System | HYDRO | HYDRO | Montgomery Creek Hydro | 1.15 | 0.81 | 0.85 | 0.98 | 0.54 | 0.09 | 0 | 0 | 0 | 0.08 | 0 | 0.62 | N | North | FC
COVERD_2_QFUNTS | CAISO System | HYDRO | HYDRO | Cove Hydroelectric Project | 0.78 | 1.58 | 1.66 | 3.3 | 3.3 | 0.8 | 0.22 | 0 | 0 | 0 | 0 | 0.24 | Y | North | FC
COVERD_2_RCKHY1 | CAISO System | HYDRO | HYDRO | ROARING CREEK | 1.01 | 1.07 | 0.22 | 0.49 | 0.18 | 0.15 | 0.01 | 0 | 0 | 0.04 | 0.09 | 0.27 | N | North | FC
COWCRK_2_UNIT | CAISO System | HYDRO | HYDRO | Cow Creek Hydro | 0.69 | 0.93 | 0.75 | 0.87 | 0.58 | 0.41 | 0.19 | 0.1 | 0.09 | 0.17 | 0.55 | 0.82 | N | North | FC
CRESSY_1_PARKER | Fresno | HYDRO | HYDRO | PARKER POWERHOUSE | 0 | 0 | 0.01 | 0.33 | 0.8 | 0.9 | 0.92 | 1.03 | 0.51 | 0.28 | 0 | 0 | N | North | FC
CRESTA_7_PL1X2 | Sierra | HYDRO | HYDRO | CRESTA PH UNIT 1 & 2 AGGREGATE | 22.06 | 22.06 | 50.32 | 44 | 35.93 | 32.63 | 38.61 | 51.78 | 46.4 | 28 | 15.7 | 24 | Y | North | FC |  | Rio Oso constraint removed starting March 1, 2024 per new CAISO deliverability methodology.
CRNEVL_6_CRNVA | Fresno | HYDRO | HYDRO | Crane Valley | 0 | 0 | 0 | 0 | 0 | 0 | 0 | 0 | 0.11 | 0.37 | 0.16 | 0.12 | N | North | FC
CRNEVL_6_SJQN 2 | Fresno | HYDRO | HYDRO | SAN JOAQUIN 2 | 0 | 0 | 0 | 0 | 0 | 0 | 0 | 0 | 0.01 | 0 | 0.28 | 0.35 | N | North | FC
CTNWDP_1_QF | CAISO System | HYDRO | HYDRO | SMALL QF AGGREGATION - BURNEY | 0.04 | 0.04 | 0.04 | 0.04 | 0.03 | 0.03 | 0.02 | 0.02 | 0.01 | 0.02 | 0.03 | 0.04 | N | North | FC
CURTIS_1_CANLCK | Fresno | HYDRO | HYDRO | Canal Creek Powerhouse | 0 | 0 | 0 | 0 | 0 | 0 | 0 | 0 | 0 | 0 | 0 | 0 | N | North | FC
CURTIS_1_FARFLD | Fresno | HYDRO | HYDRO | Fairfield Powerhouse | 0 | 0 | 0 | 0.01 | 0.24 | 0.31 | 0.26 | 0.28 | 0.08 | 0 | 0 | 0 | N | North | FC
DEADCK_1_UNIT | Sierra | HYDRO | HYDRO | DEADCK_1_UNIT | 0.07 | 0.05 | 0.08 | 0.15 | 0 | 0.06 | 0 | 0 | 0 | 0 | 0 | 0 | N | North | FC
DEERCR_6_UNIT 1 | Sierra | HYDRO | HYDRO | DEER CREEK | 1.2 | 1.26 | 0.73 | 0.76 | 2.63 | 3.17 | 3.25 | 3.41 | 3.3 | 2.66 | 1.5 | 1.29 | N | North | FC
DMDVLY_1_UNITS | LA Basin | HYDRO | HYDRO | Diamond Valley Lake Pump Gen | 1.6 | 5.28 | 0.84 | 0.88 | 2.5 | 0.95 | 0.24 | 0.6 | 0 | 0 | 0 | 0 | N | South | FC
DONNLS_7_UNIT | Stockton | HYDRO | HYDRO | Donnells Hydro | 72 | 72 | 72 | 72 | 72 | 72 | 72 | 72 | 72 | 72 | 72 | 72 | Y | North | FC
DRUM_7_PL1X2 | Sierra | HYDRO | HYDRO | Drum PH 1 Units 1 & 2 Aggregate | 9.6 | 0 | 0 | 0 | 0 | 0 | 10.4 | 10.4 | 0 | 0 | 9.6 | 10.4 | Y | North | FC
DRUM_7_PL3X4 | Sierra | HYDRO | HYDRO | Drum PH 1 Units 3 & 4 Aggregate | 12.8 | 0 | 0 | 0 | 12.8 | 12.8 | 12.8 | 12.8 | 0 | 0 | 12.8 | 12.8 | Y | North | FC
DRUM_7_UNIT 5 | Sierra | HYDRO | HYDRO | DRUM PH 2 UNIT 5 | 39.2 | 44.24 | 43.6 | 38.8 | 41.74 | 39.2 | 48.1 | 47.74 | 27.28 | 0 | 36 | 44.06 | Y | North | FC
DSABLA_7_UNIT | CAISO System | HYDRO | HYDRO | De Sabla Hydro | 5.85 | 6.81 | 6.42 | 4.13 | 5.7 | 6.4 | 7.32 | 5.87 | 3.26 | 2.05 | 3.09 | 3.85 | N | North | FC
DUTCH1_7_UNIT 1 | Sierra | HYDRO | HYDRO | DUTCH FLAT 1 PH | 17.6 | 17.6 | 6.8 | 16.8 | 15.2 | 17.2 | 19.28 | 20.78 | 12.8 | 9.6 | 17.6 | 20.2 | Y | North | FC
DUTCH2_7_UNIT 1 | Sierra | HYDRO | HYDRO | DUTCH FLAT 2 PH | 5.2 | 16 | 17.2 | 5.6 | 5.6 | 5.6 | 16 | 16.76 | 0 | 0 | 2.8 | 5.6 | Y | North | FC
DVLCYN_1_UNITS | LA Basin | HYDRO | HYDRO | DEVIL CANYON HYDRO UNITS 1-4 AGGREGATE | 146.91 | 82.76 | 106.43 | 145.35 | 134.52 | 146.86 | 164.73 | 163.22 | 165.98 | 143.16 | 187.64 | 132.7 | Y | South | FC
ELDORO_7_UNIT 1 | Sierra | HYDRO | HYDRO | El Dorado Unit 1 | 2.28 | 3.32 | 2.76 | 5.08 | 7.4 | 4.29 | 4.39 | 4.1 | 5.44 | 0.14 | 0 | 0 | N | North | FC
ELDORO_7_UNIT 2 | Sierra | HYDRO | HYDRO | El Dorado Unit 2 | 4.82 | 3.61 | 1.16 | 4.93 | 7.78 | 4.33 | 2.04 | 5.19 | 3.49 | 0.14 | 0 | 0 | N | North | FC
ELECTR_7_PL1X3 | CAISO System | HYDRO | HYDRO | ELECTRA PH UNIT 1 & 2 AGGREGATE | 49.6 | 48 | 50.76 | 25.4 | 48.6 | 55.9 | 50.88 | 61.83 | 63.68 | 50.9 | 52.8 | 55.6 | Y | North | FC
ELKCRK_6_STONYG | CAISO System | HYDRO | HYDRO | STONEY GORGE HYDRO AGGREGATE | 1.8 | 2.4 | 2.7 | 2.2 | 1.6 | 1.7 | 2.2 | 2 | 1.4 | 0.4 | 0.1 | 0.9 | Y | North | FC
ETIWND_2_FONTNA | LA Basin | HYDRO | HYDRO | FONTANALYTLE CREEK POWERHOUSE P | 0.94 | 1.02 | 0.53 | 0.78 | 0.78 | 0.57 | 0.5 | 0.38 | 0.42 | 0.46 | 0.59 | 0.57 | N | South | FC
ETIWND_6_MWDETI | LA Basin | HYDRO | HYDRO | ETIWANDA RECOVERY HYDRO | 1.21 | 2.98 | 0 | 0 | 0 | 0 | 0 | 0 | 0 | 0 | 0 | 0 | N | South | FC
EXCHEC_7_UNIT 1 | Fresno | HYDRO | HYDRO | EXCHEQUER HYDRO | 94.5 | 94.5 | 94.5 | 94.5 | 94.5 | 94.5 | 94.5 | 94.5 | 94.5 | 94.5 | 94.5 | 94.5 | Y | North | FC
FMEADO_6_HELLHL | Sierra | HYDRO | HYDRO | FMEADO_6_HELLHL | 0.21 | 0.21 | 0.28 | 0.39 | 0.12 | 0.47 | 0.44 | 0.4 | 0.24 | 0.23 | 0.21 | 0.19 | N | North | FC
FMEADO_7_UNIT | Sierra | HYDRO | HYDRO | FRENCH MEADOWS HYDRO | 16 | 16 | 16 | 16 | 16 | 16 | 16 | 16 | 16 | 16 | 16 | 16 | Y | North | FC
FORBST_7_UNIT 1 | Sierra | HYDRO | HYDRO | FORBESTOWN HYDRO | 37.5 | 37.5 | 37.5 | 37.5 | 37.5 | 37.5 | 37.5 | 37.5 | 37.5 | 37.5 | 37.5 | 37.5 | Y | North | FC
FORKBU_6_UNIT | CAISO System | HYDRO | HYDRO | Forks of Butte Hydro | 6.93 | 7.31 | 7.08 | 9.2 | 7.35 | 9.85 | 9.84 | 9.07 | 8.26 | 6.19 | 6.63 | 6.37 | N | North | FC
FRIANT_6_UNITS | Fresno | HYDRO | HYDRO | FRIANT DAM | 3.74 | 2.68 | 1.36 | 1.72 | 3.8 | 7.65 | 7.09 | 4.13 | 2.57 | 2.31 | 0.59 | 1.67 | N | North | FC
FROGTN_1_UTICAA | Stockton | HYDRO | HYDRO | Angels Powerhouse | 0.8 | 0.72 | 0.72 | 0.64 | 0.46 | 0.31 | 0.3 | 0.23 | 0.34 | 0.43 | 0 | 0.72 | N | North | FC
FROGTN_1_UTICAM | Stockton | HYDRO | HYDRO | Murphys Powerhouse | 1.66 | 1.56 | 1.58 | 1.45 | 1.36 | 1.27 | 1.24 | 1.26 | 1.25 | 1.26 | 0 | 1.45 | N | North | FC
FTSWRD_6_TRFORK | Humboldt | HYDRO | HYDRO | Three Forks Water Power Project | 0.57 | 0.5 | 0.29 | 0.53 | 0.54 | 0.3 | 0.22 | 0.11 | 0.16 | 0.09 | 0.14 | 0.17 | N | North | PD | 80.00%
FTSWRD_7_QFUNTS | Humboldt | HYDRO | HYDRO | FTSWRD_7_QFUNTS | 0 | 0 | 0 | 0 | 0 | 0 | 0 | 0 | 0 | 0 | 0 | 0 | N | North | FC
FULTON_1_QF | NCNB | HYDRO | HYDRO | SMALL QF AGGREGATION - ZENIA | 0.12 | 0.11 | 0.1 | 0.11 | 0.1 | 0.07 | 0.04 | 0.02 | 0.03 | 0.04 | 0.06 | 0.07 | N | North | FC
GARNET_2_HYDRO | LA Basin | HYDRO | HYDRO | Whitewater Hydro | 0.07 | 0 | 0 | 0 | 0 | 0 | 0 | 0 | 0.08 | 0.27 | 0.24 | 0.54 | N | South | FC
GRIZLY_1_UNIT 1 | Sierra | HYDRO | HYDRO | GRIZZLY HYDRO | 5.82 | 5.82 | 5.82 | 5.82 | 5.82 | 20 | 20 | 20 | 20 | 20 | 20 | 20 | Y | North | FC |  | Rio Oso constraint removed starting March 1, 2024 per new CAISO deliverability methodology.
GRSCRK_6_BGCKWW | CAISO System | HYDRO | HYDRO | BIG CREEK WATER WORKS - CEDAR FLAT | 0.45 | 1.19 | 0.97 | 1.42 | 1.1 | 0.23 | 0 | 0 | 0 | 0 | 0 | 0.02 | N | North | FC
GYSRVL_7_WSPRNG | NCNB | HYDRO | HYDRO | Warm Springs Hydro | 0 | 0 | 0 | 0 | 0 | 0 | 0 | 0 | 0 | 0 | 0 | 0 | N | North | FC
HAASPH_7_PL1X2 | Fresno | HYDRO | HYDRO | HAAS PH UNIT 1 & 2 AGGREGATE | 115.2 | 115.2 | 115.2 | 115.2 | 118.2 | 139.2 | 144 | 144 | 129.6 | 129.6 | 57.6 | 115.2 | Y | North | FC
HALSEY_6_UNIT | Sierra | HYDRO | HYDRO | HALSEY HYDRO | 1.96 | 2.8 | 3.28 | 4.2 | 4.8 | 4.33 | 5.92 | 5.52 | 4.16 | 0 | 0 | 1.78 | Y | North | FC
HATCR1_7_UNIT | CAISO System | HYDRO | HYDRO | Hat Creek #1 | 4.13 | 3.65 | 3.51 | 2.72 | 2.47 | 2.63 | 2.58 | 2.42 | 2.31 | 2.75 | 2.84 | 3.33 | N | North | FC
HATCR2_7_UNIT | CAISO System | HYDRO | HYDRO | Hat Creek #2 | 3.98 | 4.81 | 4.19 | 2.97 | 2.87 | 3.04 | 2.81 | 2.61 | 2.26 | 2.76 | 1.49 | 1.07 | N | North | FC
HATLOS_6_BWDHY1 | CAISO System | HYDRO | HYDRO | Bidwell Ditch | 1.38 | 1.38 | 1.38 | 1.37 | 1.35 | 1.23 | 1.31 | 1.28 | 1.28 | 1.31 | 1.32 | 1.28 | N | North | FC
HATLOS_6_LSCRK | CAISO System | HYDRO | HYDRO | Lost Creek 1 & 2 Hydro Conversion | 0.98 | 0.97 | 0.97 | 0.96 | 0.94 | 0.85 | 0.9 | 0.87 | 0.87 | 0.88 | 0.9 | 0.87 | N | North | FC
HAYPRS_6_HAYHD1 | Sierra | HYDRO | HYDRO | Haypress Lower | 1.85 | 1.97 | 1.39 | 2.33 | 2.4 | 1.6 | 1.31 | 1.21 | 1.1 | 0.83 | 0.89 | 0.85 | N | North | FC
HAYPRS_6_HAYHD2 | Sierra | HYDRO | HYDRO | Haypress Middle | 2.13 | 2.25 | 2.43 | 2.86 | 2.93 | 1.88 | 1.52 | 1.4 | 1.27 | 0.95 | 1.02 | 0.98 | N | North | FC
HIGGNS_1_COMBIE | Sierra | HYDRO | HYDRO | Combie South | 0.88 | 0.68 | 0.53 | 0.76 | 0.65 | 0.24 | 0.12 | 0.01 | 0.04 | 0.04 | 0.67 | 0.78 | N | North | FC
HIGGNS_7_QFUNTS | Sierra | HYDRO | HYDRO | HIGGNS_7_QFUNTS | 0.11 | 0.03 | 0.02 | 0.11 | 0.21 | 0.24 | 0.24 | 0.24 | 0.23 | 0.1 | 0.05 | 0.08 | N | North | FC
HOOV_2_ANAPT | WALC | HYDRO | HYDRO | Hoover Power Plant | 40.39 | 40.39 | 40.39 | 40.39 | 40.39 | 40.39 | 40.39 | 40.39 | 40.39 | 40.39 | 40.39 | 40.39
HOOVER_2_MWDPT | WALC | HYDRO | HYDRO | HOOVER MWD | 249 | 249 | 249 | 249 | 249 | 249 | 249 | 249 | 249 | 249 | 249 | 249
HOOVER_2_SCEPT | WALC | HYDRO | HYDRO | Hoover DAM - SCE Share | 287 | 287 | 287 | 287 | 287 | 287 | 287 | 287 | 287 | 287 | 287 | 287
HOOVER_2_VEAPT | WALC | HYDRO | HYDRO | HOOVER VEA | 16 | 16 | 16 | 16 | 16 | 16 | 16 | 16 | 16 | 16 | 16 | 16
HYTTHM_2_UNITS | CAISO System | HYDRO | HYDRO | HYATT-THERMALITO PUMP-GEN (AGGREGATE) | 56.34 | 149.29 | 371.98 | 238.3 | 244.26 | 402.5 | 672.89 | 588.57 | 568.93 | 283.45 | 213.29 | 303.1 | Y | North | FC
INDVLY_1_UNITS | NCNB | HYDRO | HYDRO | Indian Valley Hydro | 0 | 0 | 0.53 | 1.03 | 1.01 | 0.71 | 0.62 | 0.61 | 0.56 | 0.02 | 0 | 0 | N | North | FC
INTKEP_2_UNITS | CAISO System | HYDRO | HYDRO | CCSF Hetch_Hetchy Hydro Aggregate | 307 | 307 | 307 | 307 | 307 | 307 | 307 | 307 | 239 | 300 | 307 | 307 | Y | North | FC
KEKAWK_6_UNIT | Humboldt | HYDRO | HYDRO | STS HYDROPOWER LTD. (KEKAWAKA) | 0 | 0 | 0 | 0 | 0 | 0 | 0 | 0 | 0 | 0 | 0 | 0 | N | North | FC
KELYRG_6_UNIT | Sierra | HYDRO | HYDRO | KELLY RIDGE HYDRO | 11 | 11 | 11 | 11 | 11 | 11 | 11 | 11 | 11 | 11 | 11 | 11 | Y | North | FC
KERKH2_7_UNIT 1 | Fresno | HYDRO | HYDRO | KERKHOFF PH 2 UNIT #1 | 7.79 | 22.24 | 36 | 36 | 96.67 | 74.8 | 75.8 | 75 | 75 | 0 | 0 | 4 | Y | North | FC
KERRGN_1_UNIT 1 | CAISO System | HYDRO | HYDRO | KERN RIVER HYDRO UNITS 1-4 AGGREGATE | 10 | 11.97 | 16.94 | 24.01 | 24 | 23.81 | 21.4 | 15.54 | 8.03 | 8.06 | 8.72 | 9.66 | N | South | FC
KINGRV_7_UNIT 1 | Fresno | HYDRO | HYDRO | KINGS RIVER HYDRO UNIT 1 | 38.98 | 32 | 11.2 | 32 | 11.2 | 40.96 | 39.03 | 40.8 | 42.96 | 40.96 | 40.96 | 40.96 | Y | North | FC
KRNCNY_6_UNIT | CAISO System | HYDRO | HYDRO | KERN CANYON POWERHOUSE | 3.38 | 3.56 | 4.14 | 7.52 | 6.88 | 6.16 | 5.47 | 3.36 | 2.21 | 1.51 | 1.61 | 1.55 | N | North | FC
LACIEN_2_VENICE | LA Basin | HYDRO | HYDRO | MWD Venice Hydroelectric Recovery Plant | 0 | 0 | 0 | 0 | 0 | 0 | 0 | 0 | 0 | 0 | 0 | 0 | N | South | FC
LOWGAP_1_SUPHR | CAISO System | HYDRO | HYDRO | Mill & Sulphur Creek Hydro | 0.4 | 0.33 | 0.13 | 0.24 | 0.19 | 0 | 0 | 0 | 0 | 0.05 | 0.04 | 0.1 | N | North | FC
LOWGAP_7_QFUNTS | CAISO System | HYDRO | HYDRO | Matthews Dam Hydro | 0.66 | 0.77 | 0.59 | 0.67 | 0.67 | 0.33 | 0.19 | 0.14 | 0.3 | 0.27 | 0.71 | 0.49 | N | North | FC
MALCHQ_7_UNIT 1 | CAISO System | HYDRO | HYDRO | MALACHA HYDRO L.P. | 10 | 10.57 | 3.98 | 4.18 | 0.62 | 0.09 | 0.17 | 0 | 0 | 0.26 | 0.67 | 2.19 | N | North | FC
MALIN_5_GCPDDYN | BPAT | HYDRO | HYDRO | Grant County Hydro Facilities | 125 | 125 | 125 | 125 | 125 | 125 | 125 | 125 | 125 | 125 | 125 | 125
MCCALL_1_QF | Fresno | HYDRO | HYDRO | Fish Water | 0.3 | 0.39 | 0.27 | 0.29 | 0.33 | 0.32 | 0.3 | 0.2 | 0.24 | 0.35 | 0.32 | 0.23 | N | North | FC
MCSWAN_6_UNITS | Fresno | HYDRO | HYDRO | MC SWAIN HYDRO | 9 | 9 | 9 | 9 | 9 | 9 | 9 | 9 | 9 | 9 | 9 | 9 | Y | North | FC
MDFKRL_2_PROJCT | Sierra | HYDRO | HYDRO | MIDDLE FORK AND RALSTON PSP | 210 | 210 | 210 | 210 | 210 | 210 | 210 | 210 | 210 | 210 | 210 | 210 | Y | North | FC
MERCFL_6_UNIT | Fresno | HYDRO | HYDRO | Merced Falls Powerhouse | 3.5 | 3.5 | 3.5 | 3.5 | 3.5 | 3.5 | 3.5 | 3.5 | 3.5 | 3.5 | 3.5 | 3.5 | Y | North | FC
MESAP_1_QF | CAISO System | HYDRO | HYDRO | SMALL QF AGGREGATION - SAN LUIS OBISPO | 0 | 0 | 0 | 0 | 0 | 0 | 0 | 0 | 0 | 0 | 0 | 0 | N | North | FC
MIRLOM_2_CORONA | LA Basin | HYDRO | HYDRO | MWD Corona Hydroelectric Recovery Plant | 1.5 | 0.98 | 0.86 | 0.93 | 1.85 | 1.51 | 0.33 | 0.64 | 0.53 | 0.78 | 0.82 | 1.24 | N | South | FC
MIRLOM_2_TEMESC | LA Basin | HYDRO | HYDRO | MWD Temescal Hydroelectric Recovery Plan | 1.33 | 0.58 | 1.07 | 1.65 | 1.71 | 1.01 | 0.06 | 0.77 | 0.92 | 0.73 | 0.85 | 1.43 | N | South | FC
MIRLOM_7_MWDLKM | LA Basin | HYDRO | HYDRO | Lake Mathews Hydroelectric Recovery Plan | 2.4 | 2.4 | 1.6 | 2.4 | 2.4 | 3.2 | 3.2 | 3.6 | 2.8 | 2.4 | 2.4 | 1.6 | Y | South | FC
MOJAVE_1_SIPHON | LA Basin | HYDRO | HYDRO | MOJAVE SIPHON POWER PLANT | 10.52 | 5.92 | 7.78 | 10.32 | 10.12 | 10.96 | 12.85 | 11.98 | 12.77 | 10.34 | 14.36 | 10.06 | Y | South | FC
MONTPH_7_UNITS | NCNB | HYDRO | HYDRO | MONTICELLO HYDRO AGGREGATE | 0.28 | 0.47 | 2.27 | 4.03 | 5.12 | 7.93 | 8.52 | 6.81 | 5.5 | 2.5 | 0.73 | 0.48 | N | North | FC
NAROW1_2_UNIT | Sierra | HYDRO | HYDRO | NARROWS PH 1 UNIT | 12 | 12 | 12 | 12 | 12 | 12 | 12 | 12 | 12 | 12 | 12 | 12 | Y | North | FC
NAROW2_2_UNIT | Sierra | HYDRO | HYDRO | Narrows Powerhouse Unit 2 | 55 | 55 | 55 | 55 | 55 | 55 | 55 | 55 | 55 | 55 | 55 | 55 | Y | North | FC
NHOGAN_6_UNITS | CAISO System | HYDRO | HYDRO | NEW HOGAN PH AGGREGATE | 0.13 | 0.02 | 0.09 | 0.52 | 1.15 | 0.96 | 1.53 | 1.17 | 0.98 | 0.02 | 0 | 0 | N | North | FC
NWCSTL_7_UNIT 1 | Sierra | HYDRO | HYDRO | NEWCASTLE HYDRO | 0.95 | 2.47 | 3.29 | 1.43 | 0.3 | 0 | 0.33 | 0 | 0 | 0.52 | 0 | 1.19 | N | North | FC
OILFLD_7_QFUNTS | CAISO System | HYDRO | HYDRO | Nacimiento Hydroelectric Plant | 0.1 | 0.11 | 0.69 | 1.88 | 1.41 | 0.99 | 0.95 | 0.81 | 0.37 | 0.05 | 0.04 | 0 | N | North | FC
OLINDA_2_COYCRK | LA Basin | HYDRO | HYDRO | MWD Coyote Creek Hydroelectric Recovery | 0 | 0 | 0 | 0 | 0 | 0 | 0 | 0 | 0.8 | 0 | 0 | 0 | Y | South | FC
OLSEN_2_UNIT | CAISO System | HYDRO | HYDRO | OLSEN POWER PARTNERS | 1.16 | 0.88 | 0.97 | 2.3 | 2.06 | 0.57 | 0.02 | 0 | 0 | 0.11 | 0.09 | 0.35 | N | North | FC
ORLND_6_HIGHLI | CAISO System | HYDRO | HYDRO | High Line Canal Hydro | 0 | 0 | 0 | 0.04 | 0.03 | 0 | 0 | 0 | 0 | 0 | 0 | 0 | N | North | FC
OXBOW_6_DRUM | Sierra | HYDRO | HYDRO | OXBOW HYDRO | 2.1 | 1.45 | 1.51 | 2.92 | 1.54 | 1.24 | 1.83 | 2.41 | 1.64 | 0.02 | 0.97 | 1.18 | N | North | FC
PADUA_2_ONTARO | LA Basin | HYDRO | HYDRO | ONTARIO/SIERRA HYDRO PSP | 0.89 | 0.92 | 0.83 | 0.82 | 0.86 | 0.75 | 0.75 | 0.64 | 0.53 | 0.44 | 0.4 | 0.48 | N | South | FC
PADUA_6_MWDSDM | LA Basin | HYDRO | HYDRO | San Dimas Hydroelectric Recovery Plant | 0 | 0.8 | 3.6 | 0.8 | 0.8 | 0.8 | 0.8 | 0.8 | 1.6 | 1.6 | 6.4 | 4.8 | Y | South | FC
PADUA_6_QF | LA Basin | HYDRO | HYDRO | PADUA QFS | 0.17 | 0.29 | 0.24 | 0.28 | 0.35 | 0.39 | 0.4 | 0.34 | 0.36 | 0.32 | 0.32 | 0.22 | N | South | FC
PADUA_7_SDIMAS | LA Basin | HYDRO | HYDRO | San Dimas Wash Hydro | 0 | 0 | 0 | 0 | 1.05 | 1.05 | 1.05 | 1.05 | 1.05 | 1.05 | 1.05 | 1.05 | Y | South | FC
PARDEB_6_UNITS | CAISO System | HYDRO | HYDRO | Pardee Power House | 15.76 | 14.96 | 15.76 | 23.6 | 24 | 24 | 20 | 20 | 20 | 14.96 | 14.16 | 15.76 | Y | North | FC
PHOENX_1_UNIT | Stockton | HYDRO | HYDRO | PHOENIX PH | 0.62 | 0.51 | 0.71 | 0.87 | 0.77 | 0.79 | 0.96 | 1.02 | 1.06 | 0.59 | 0.19 | 0 | N | North | FC
PINFLT_7_UNITS | Fresno | HYDRO | HYDRO | PINE FLAT HYDRO AGGREGATE | 0 | 24.35 | 47.88 | 78 | 134 | 176.88 | 176.65 | 120.84 | 36.57 | 30.9 | 0 | 0 | Y | North | FC
PIT1_7_UNIT 1 | CAISO System | HYDRO | HYDRO | PIT PH 1 UNIT 1 | 21.2 | 18.4 | 19 | 16 | 16.8 | 10.83 | 10.8 | 9.51 | 9.2 | 8 | 14.4 | 15.68 | Y | North | FC
PIT1_7_UNIT 2 | CAISO System | HYDRO | HYDRO | PIT PH 1 UNIT 2 | 14.4 | 14.4 | 15.68 | 14.4 | 15.68 | 10.8 | 8.6 | 9.2 | 9.2 | 4.8 | 14.4 | 15.68 | Y | North | FC
PIT3_7_PL1X3 | CAISO System | HYDRO | HYDRO | PIT PH 3 UNITS 1, 2 & 3 AGGREGATE | 36 | 35.68 | 28.8 | 34.4 | 42.4 | 46 | 52.4 | 47.6 | 26.4 | 28 | 29.6 | 36.6 | Y | North | FC
PIT4_7_PL1X2 | CAISO System | HYDRO | HYDRO | PIT PH 4 UNITS 1 & 2 AGGREGATE | 50.2 | 40.8 | 44 | 44.8 | 40.8 | 55.2 | 60.6 | 55.6 | 36.4 | 40.8 | 44.6 | 48.8 | Y | North | FC
PIT5_7_PL1X2 | CAISO System | HYDRO | HYDRO | PIT PH 5 UNITS 1 & 2 AGGREGATE | 36 | 31.2 | 32 | 31.2 | 32 | 32 | 34.4 | 32.8 | 28 | 18.4 | 44 | 40 | Y | North | FC
PIT5_7_PL3X4 | CAISO System | HYDRO | HYDRO | PIT PH 5 UNITS 3 & 4 AGGREGATE | 32 | 36.8 | 28.8 | 32 | 32 | 32.8 | 36.8 | 39.2 | 34.4 | 43 | 28.8 | 32 | Y | North | FC
PIT5_7_QFUNTS | CAISO System | HYDRO | HYDRO | GRASSHOPPER FLAT HYDRO | 0.26 | 0.29 | 0.15 | 0.3 | 0.08 | 0 | 0 | 0 | 0 | 0.01 | 0.05 | 0.03 | N | North | FC
PIT6_7_UNIT 1 | CAISO System | HYDRO | HYDRO | PIT PH 6 UNIT 1 | 30.85 | 30.62 | 31.14 | 37.78 | 38 | 37.16 | 37.52 | 37.62 | 30.62 | 30.71 | 37.06 | 38.12 | Y | North | FC
PIT6_7_UNIT 2 | CAISO System | HYDRO | HYDRO | PIT PH 6 UNIT 2 | 36.97 | 37.74 | 38.4 | 38.03 | 31.1 | 37.58 | 37.45 | 37.7 | 37.44 | 30.42 | 37.13 | 38.18 | Y | North | FC
PIT7_7_UNIT 1 | CAISO System | HYDRO | HYDRO | PIT PH 7 UNIT 1 | 53 | 51.72 | 52.76 | 52.21 | 51.56 | 52.34 | 53.04 | 53.55 | 53.4 | 51.38 | 42.4 | 53.08 | Y | North | FC
PIT7_7_UNIT 2 | CAISO System | HYDRO | HYDRO | PIT PH 7 UNIT 2 | 51.36 | 49.56 | 51.76 | 51.96 | 41.76 | 51.36 | 52.32 | 53.43 | 53.38 | 52.89 | 53.18 | 42.41 | Y | North | FC
PLACVL_1_CHILIB | Sierra | HYDRO | HYDRO | Chili Bar Powerhouse | 1.14 | 0.95 | 1.63 | 3.8 | 3.72 | 1.35 | 0.79 | 1.89 | 1.55 | 1.04 | 0.78 | 1.54 | N | North | FC
PLACVL_1_RCKCRE | Sierra | HYDRO | HYDRO | Rock Creek Hydro | 0.16 | 0.04 | 0.12 | 0.19 | 0.02 | 0 | 0 | 0 | 0 | 0 | 0.01 | 0.04 | N | North | FC
POEPH_7_UNIT 1 | Sierra | HYDRO | HYDRO | POE HYDRO UNIT 1 | 21 | 21 | 49 | 48.4 | 45.43 | 47.2 | 46 | 45.18 | 40.4 | 24.4 | 9.6 | 9.81 | Y | North | FC |  | Rio Oso constraint removed starting March 1, 2024 per new CAISO deliverability methodology.
POEPH_7_UNIT 2 | Sierra | HYDRO | HYDRO | POE HYDRO UNIT 2 | 20.82 | 20.82 | 48 | 48 | 36 | 20 | 40 | 42.64 | 42.64 | 20.4 | 16.34 | 15.3 | Y | North | FC |  | Rio Oso constraint removed starting March 1, 2024 per new CAISO deliverability methodology.
POTTER_7_VECINO | NCNB | HYDRO | HYDRO | Vecino Vineyards LLC | 0 | 0 | 0 | 0 | 0 | 0 | 0 | 0 | 0 | 0 | 0 | 0 | N | North | FC
RCKCRK_7_UNIT 1 | Sierra | HYDRO | HYDRO | ROCK CREEK HYDRO UNIT 1 | 13.9 | 13.9 | 35.46 | 40.72 | 10.72 | 20 | 29.2 | 32 | 26.57 | 0 | 5.6 | 13.43 | Y | North | FC |  | Rio Oso constraint removed starting March 1, 2024 per new CAISO deliverability methodology.
RCKCRK_7_UNIT 2 | Sierra | HYDRO | HYDRO | ROCK CREEK HYDRO UNIT 2 | 17.33 | 17.33 | 44 | 28.96 | 21.6 | 32 | 37.53 | 40 | 42.8 | 0 | 0 | 24 | Y | North | FC |  | Rio Oso constraint removed starting March 1, 2024 per new CAISO deliverability methodology.
RECTOR_2_KAWEAH | Big Creek-Ventura | HYDRO | HYDRO | KAWEAH PH 2 & 3 PSP AGGREGATE | 0.85 | 1.11 | 1.6 | 1.93 | 1.98 | 1.83 | 0.39 | 0.03 | 0 | 0 | 0 | 0 | N | South | FC
RECTOR_2_KAWH 1 | Big Creek-Ventura | HYDRO | HYDRO | KAWEAH PH 1 UNIT 1 | 0 | 0 | 0 | 0 | 0 | 0.1 | 0.04 | 0.03 | 0 | 0 | 0 | 0 | N | South | FC
RECTOR_2_QF | Big Creek-Ventura | HYDRO | HYDRO | Kaweah Unit 1 | 0 | 0 | 0 | 0 | 0 | 8.4 | 6.7 | 0 | 0 | 0 | 0 | 1.2 | Y | South | FC
RIOBRV_6_UNIT 1 | CAISO System | HYDRO | HYDRO | RIO BRAVO HYDRO | 0.14 | 0.19 | 0 | 1.51 | 2.42 | 4.12 | 3.39 | 1.31 | 0 | 0 | 0 | 0 | N | North | FC
RIOOSO_1_QF | Sierra | HYDRO | HYDRO | SMALL QF AGGREGATION - GRASS VALLEY | 0.04 | 0.07 | 0.08 | 0.29 | 0.53 | 0.3 | 0.23 | 0.3 | 0.25 | 0.03 | 0.01 | 0.02 | N | North | FC
RNDMTN_2_SLSPHY1 | CAISO System | HYDRO | HYDRO | Silver Springs | 0.2 | 0.21 | 0.19 | 0.18 | 0.18 | 0.17 | 0.15 | 0.15 | 0.14 | 0.15 | 0.14 | 0.14 | N | North | FC
ROLLIN_6_UNIT | Sierra | HYDRO | HYDRO | ROLLINS HYDRO | 7.78 | 5.81 | 5.23 | 8.3 | 7.56 | 5.64 | 6.46 | 6.2 | 4.62 | 2.38 | 1.18 | 6.6 | Y | North | FC
SALTSP_7_UNITS | CAISO System | HYDRO | HYDRO | SALT SPRINGS HYDRO AGGREGATE | 1.6 | 4.72 | 12.8 | 0.4 | 17.46 | 16.93 | 18.56 | 24.1 | 6.32 | 4.24 | 2.8 | 20.7 | Y | North | FC
SAUGUS_6_CREST | Big Creek-Ventura | HYDRO | HYDRO | East Portal Hydro | 0 | 0 | 0 | 0 | 0 | 0 | 0 | 0 | 0 | 0 | 0 | 0 | N | South | EO
SAUGUS_6_MWDFTH | Big Creek-Ventura | HYDRO | HYDRO | Foothill Hydroelectric Recovery Plant | 2.4 | 2.4 | 1.6 | 4 | 4.8 | 4 | 4.8 | 4 | 4 | 4.8 | 4 | 2.4 | Y | South | FC
SBERDO_2_SNTANA | LA Basin | HYDRO | HYDRO | SANTA ANA PSP | 0.46 | 0.53 | 0.52 | 0.34 | 0.27 | 0 | 0 | 0 | 0 | 0 | 0 | 0 | N | South | FC
SBERDO_6_MILLCK | LA Basin | HYDRO | HYDRO | MILL CREEK PSP | 1.33 | 1.4 | 1.46 | 1.61 | 1.04 | 0.95 | 0.87 | 0.57 | 0.62 | 0.54 | 0.78 | 0.89 | N | South | FC
SLUISP_2_UNITS | CAISO System | HYDRO | HYDRO | SAN LUIS (GIANELLI) PUMP-GEN (AGGREGATE) | 0 | 24.92 | 26.95 | 33.16 | 54.24 | 66.46 | 0 | 0 | 0 | 0 | 0 | 0 | N | North | FC
SLYCRK_1_UNIT 1 | Sierra | HYDRO | HYDRO | SLY CREEK HYDRO | 13 | 13 | 13 | 13 | 13 | 13 | 13 | 13 | 13 | 13 | 13 | 13 | Y | North | FC
SNCLRA_2_SPRHYD | Big Creek-Ventura | HYDRO | HYDRO | Springville Hydroelectric Generator | 0.05 | 0.03 | 0.11 | 0.06 | 0.06 | 0.13 | 0.15 | 0.16 | 0.1 | 0.04 | 0.03 | 0.03 | N | South | FC
SOUTH_2_UNIT | CAISO System | HYDRO | HYDRO | SOUTH HYDRO | 2.73 | 3.12 | 2.46 | 1.15 | 2.32 | 1.45 | 1.26 | 1.07 | 1.04 | 1.11 | 1.36 | 1.35 | N | North | FC
SPAULD_6_UNIT 3 | Sierra | HYDRO | HYDRO | SPAULDING HYDRO PH 3 UNIT | 0.8 | 0.79 | 0.79 | 1.09 | 3.42 | 0.73 | 1.68 | 3.53 | 2.96 | 1.93 | 0.62 | 0.82 | N | North | FC
SPAULD_6_UNIT12 | Sierra | HYDRO | HYDRO | SPAULDING HYDRO PH 1 & 2 AGGREGATE | 2.98 | 1.65 | 1.8 | 1.92 | 4.44 | 4.4 | 3.41 | 3.62 | 1.2 | 1.2 | 1.6 | 2.58 | Y | North | FC
SPBURN_7_SNOWMT | CAISO System | HYDRO | HYDRO | Burney Creek Hydro | 0.2 | 0.02 | 0.19 | 0.92 | 0.44 | 0 | 0 | 0 | 0 | 0.01 | 0.01 | 0.06 | N | North | FC
SPICER_1_UNITS | CAISO System | HYDRO | HYDRO | SPICER HYDRO UNITS 1-3 AGGREGATE | 6 | 6 | 6 | 6 | 6 | 6 | 6 | 6 | 6 | 6 | 6 | 6 | Y | North | FC
SPRGAP_1_UNIT 1 | Stockton | HYDRO | HYDRO | SPRING GAP HYDRO | 2.19 | 1.89 | 3.03 | 4.89 | 4.9 | 1.63 | 0 | 0 | 3.1 | 3.9 | 2.53 | 3.22 | N | North | FC
SPRGVL_2_EXETPV | Big Creek-Ventura | HYDRO | HYDRO | Exeter Tulare PV | 0 | 0 | 0 | 0 | 0 | 0 | 0 | 0 | 0 | 0 | 0 | 0 | N | South | EO
SPRGVL_2_LINDPV | Big Creek-Ventura | HYDRO | HYDRO | Lindsay Tulare PV | 0 | 0 | 0 | 0 | 0 | 0 | 0 | 0 | 0 | 0 | 0 | 0 | N | South | EO
SPRGVL_2_PORTPV | Big Creek-Ventura | HYDRO | HYDRO | Porterville Tulare PV | 0 | 0 | 0 | 0 | 0 | 0 | 0 | 0 | 0 | 0 | 0 | 0 | N | South | EO
SPRGVL_2_TULESC | Big Creek-Ventura | HYDRO | HYDRO | TULE RIVER HYDRO PLANT (SCE) | 0 | 0 | 0 | 0 | 0 | 0 | 0 | 0 | 0 | 0 | 0 | 0 | N | South | FC
STANIS_7_UNIT 1 | Stockton | HYDRO | HYDRO | STANISLAUS HYDRO | 66.66 | 56.75 | 54.07 | 40 | 28 | 59 | 61.99 | 70.02 | 56.65 | 20.88 | 0 | 65.85 | Y | North | FC
STOREY_2_MDRCH2 | Fresno | HYDRO | HYDRO | Madera Chowchilla 2 | 0 | 0 | 0 | 0 | 0.04 | 0.19 | 0.32 | 0.04 | 0 | 0 | 0 | 0 | N | North | FC
STOREY_2_MDRCH3 | Fresno | HYDRO | HYDRO | Madera Chowchilla 3 | 0 | 0 | 0 | 0 | 0.01 | 0.11 | 0.22 | 0.02 | 0 | 0 | 0 | 0 | N | North | FC
STOREY_2_MDRCH4 | Fresno | HYDRO | HYDRO | Madera Chowchilla 4 | 0 | 0 | 0 | 0 | 0.01 | 0.1 | 0.31 | 0.01 | 0 | 0 | 0 | 0 | N | North | FC
STOREY_7_MDRCHW | Fresno | HYDRO | HYDRO | Madera Canal Site 980 | 0 | 0 | 0 | 0 | 0 | 0.45 | 0.82 | 0.06 | 0 | 0 | 0 | 0 | N | North | FC
TBLMTN_6_QF | CAISO System | HYDRO | HYDRO | SMALL QF AGGREGATION - PARADISE | 0.19 | 0.24 | 0.22 | 0.21 | 0.22 | 0.18 | 0.2 | 0.19 | 0.19 | 0.16 | 0.16 | 0.18 | N | North | FC
TIGRCK_7_UNITS | CAISO System | HYDRO | HYDRO | TIGER CREEK HYDRO AGGREGATE | 26 | 16.8 | 14.17 | 0 | 16.66 | 36.8 | 33.91 | 40.4 | 36.08 | 30.37 | 30.43 | 28.38 | Y | North | FC
TKOPWR_6_HYDRO | CAISO System | HYDRO | HYDRO | Bear Creek Hydroelectric Project | 0.35 | 0.27 | 0 | 0.16 | 0 | 0 | 0 | 0 | 0 | 0.04 | 0.04 | 0.12 | N | North | FC
TOADTW_6_UNIT | CAISO System | HYDRO | HYDRO | TOAD TOWN | 0.38 | 0.59 | 0.37 | 0.26 | 0.39 | 0.28 | 0.2 | 0.18 | 0.03 | 0.03 | 0.11 | 0.06 | N | North | FC
TULLCK_7_UNITS | Stockton | HYDRO | HYDRO | Tullock Hydro | 3.87 | 7.97 | 12.42 | 16.58 | 20.51 | 23.23 | 20.55 | 18.15 | 12.68 | 8.82 | 1.58 | 2.47 | N | North | FC
TVYVLY_6_KRSHY1 | Fresno | HYDRO | HYDRO | Kings River Syphon | 0.25 | 0.36 | 0 | 0 | 0 | 0.2 | 0.25 | 0.32 | 0.25 | 0.19 | 0 | 0.32 | Y | North | FC
UKIAH_7_LAKEMN | NCNB | HYDRO | HYDRO | UKIAH LAKE MENDOCINO HYDRO | 1.7 | 1.7 | 1.7 | 1.7 | 1.7 | 1.7 | 1.7 | 1.7 | 1.7 | 1.7 | 1.7 | 1.7 | Y | North | FC
VALLEY_5_PERRIS | LA Basin | HYDRO | HYDRO | MWD Perris Hydroelectric Recovery Plant | 0 | 0 | 0 | 0 | 0 | 0 | 2.4 | 2.4 | 0 | 0 | 0 | 0 | Y | South | FC
VALLEY_5_REDMTN | LA Basin | HYDRO | HYDRO | MWD Red Mountain Hydroelectric Recovery | 1.49 | 1.39 | 0.46 | 1.37 | 1.35 | 1.26 | 0.8 | 1.21 | 1.59 | 1.6 | 1.31 | 1.01 | N | South | FC
VESTAL_2_KERN | Big Creek-Ventura | HYDRO | HYDRO | KERN RIVER PH 3 UNITS 1 & 2 AGGREGATE | 9.05 | 10.04 | 8.61 | 20.79 | 26.24 | 14.06 | 2.25 | 0.3 | 0.26 | 0.28 | 3.88 | 7.04 | N | South | FC
VESTAL_6_QF | Big Creek-Ventura | HYDRO | HYDRO | Isabella Hydro Dam 1 | 3.81 | 2.01 | 1.96 | 2.92 | 2.51 | 3.82 | 3.24 | 2.49 | 2.27 | 1.7 | 1.82 | 1.75 | N | South | FC
VILLPK_2_VALLYV | LA Basin | HYDRO | HYDRO | MWD Valley View Hydroelectric Recovery P | 0 | 0 | 0 | 1.44 | 1.2 | 1.2 | 1.2 | 1.2 | 0 | 0.8 | 1.2 | 0 | Y | South | FC
VILLPK_6_MWDYOR | LA Basin | HYDRO | HYDRO | Yorba Linda Hydroelectric Recovery Plant | 0 | 0 | 0 | 0 | 0 | 0 | 1.6 | 2.4 | 3.2 | 2.4 | 2.4 | 0 | Y | South | FC
VLYHOM_7_SSJID | Stockton | HYDRO | HYDRO | Woodward Power Plant | 0 | 0 | 0 | 0.4 | 0 | 0.1 | 0.44 | 0.29 | 0.02 | 0 | 0 | 0 | N | North | FC
VOLTA_2_UNIT 1 | CAISO System | HYDRO | HYDRO | VOLTA HYDRO UNIT 1 | 4.15 | 4.25 | 1.19 | 0.46 | 2.05 | 1.26 | 0.73 | 0.75 | 1.33 | 1.33 | 1.71 | 2.06 | N | North | FC
VOLTA_2_UNIT 2 | CAISO System | HYDRO | HYDRO | Volta Hydro Unit 2 | 0.29 | 0.4 | 0.3 | 0.2 | 0.37 | 0.24 | 0.16 | 0.09 | 0.21 | 0.17 | 0.23 | 0.26 | N | North | FC
VOLTA_6_BAILCK | CAISO System | HYDRO | HYDRO | Bailey Creek Ranch | 0 | 0 | 0 | 0 | 0 | 0 | 0 | 0 | 0 | 0 | 0 | 0 | N | North | EO
VOLTA_6_DIGHYD | CAISO System | HYDRO | HYDRO | Digger Creek Ranch Hydro | 0.3 | 0.31 | 0.3 | 0.38 | 0.33 | 0.29 | 0.25 | 0.22 | 0.22 | 0.23 | 0.22 | 0.25 | N | North | FC
VOLTA_7_PONHY1 | CAISO System | HYDRO | HYDRO | Ponderosa Bailey Hydroelectric | 0.22 | 0.21 | 0.2 | 0.11 | 0.2 | 0.15 | 0 | 0 | 0 | 0.03 | 0.01 | 0.04 | N | North | FC
VOLTA_7_QFUNTS | CAISO System | HYDRO | HYDRO | VOLTA_7_QFUNTS | 0.08 | 0.07 | 0.06 | 0.05 | 0.05 | 0.04 | 0.04 | 0.02 | 0.01 | 0.01 | 0.03 | 0.04 | N | North | FC
WARNE_2_UNIT | Big Creek-Ventura | HYDRO | HYDRO | WARNE HYDRO AGGREGATE | 36.6 | 43.28 | 40.96 | 46.25 | 41.04 | 42.96 | 41.58 | 41.58 | 42.75 | 41.32 | 42.96 | 38.78 | Y | South | FC
WDLEAF_7_UNIT 1 | Sierra | HYDRO | HYDRO | WOODLEAF HYDRO | 60 | 60 | 60 | 60 | 60 | 60 | 60 | 60 | 60 | 60 | 60 | 60 | Y | North | FC
WESTPT_2_UNIT | CAISO System | HYDRO | HYDRO | West Point Hydro Plant | 9.55 | 6.79 | 8.2 | 4.52 | 2.3 | 10.8 | 10.54 | 11.4 | 10.34 | 9.94 | 10.72 | 10.16 | Y | North | FC
WISE_1_UNIT 1 | Sierra | HYDRO | HYDRO | Wise Hydro Unit 1 | 3.77 | 4.97 | 5.2 | 6.76 | 8.2 | 7.46 | 8.34 | 8.85 | 7.34 | 4 | 0 | 4.08 | Y | North | FC
WISE_1_UNIT 2 | Sierra | HYDRO | HYDRO | WISE HYDRO UNIT 2 | 0 | 0 | 0 | 0 | 0 | 0 | 0 | 0 | 0 | 0 | 0 | 0 | Y | North | FC
WISHON_6_UNITS | Fresno | HYDRO | HYDRO | Wishon/San Joaquin #1-A AGGREGATE | 1.61 | 1.76 | 2.5 | 2.16 | 0.8 | 0.43 | 0 | 0 | 0 | 6.72 | 5.11 | 1.5 | Y | North | FC
WOODWR_1_HYDRO | Fresno | HYDRO | HYDRO | Quinten Luallen | 0 | 0 | 0 | 0 | 0 | 0 | 0 | 0 | 0 | 0 | 0 | 0 | N | North | EO
RECTOR_7_TULARE | Big Creek-Ventura | BIOGAS | BIOGAS | MM Tulare | 0 | 0 | 0 | 0 | 0 | 0 | 0 | 0 | 0 | 0 | 0 | 0 | N | South | EO
BANKPP_2_NSPIN | Bay Area | N/A | N/A | BANKPP_2_NSPIN | 127 | 127 | 127 | 127 | 127 | 127 | 127 | 127 | 127 | 127 | 127 | 127 | Y | North | FC
CDWR07_2_GEN | CAISO System | N/A | N/A | CDWR07_2_GEN | 115.6 | 115.6 | 115.6 | 115.6 | 115.6 | 115.6 | 115.6 | 115.6 | 115.6 | 115.6 | 115.6 | 115.6 | Y | North | FC
DOSMGO_2_NSPIN | CAISO System | N/A | N/A | DOSMGO_2_NSPIN | 16.26 | 16.26 | 16.26 | 16.26 | 15.21 | 16.26 | 16.26 | 16.26 | 16.26 | 13.64 | 16.26 | 16.26 | Y | North | FC
DIABLO_7_UNIT 1 | CAISO System | Nuclear | NUCLEAR | Diablo Canyon Unit 1 | 1140 | 1140 | 1140 | 1140 | 1140 | 1140 | 1140 | 1140 | 1140 | 1140 | 1140 | 1140 | N | North | FC
DIABLO_7_UNIT 2 | CAISO System | Nuclear | NUCLEAR | Diablo Canyon Unit 2 | 1140 | 1140 | 1140 | 1140 | 1140 | 1140 | 1140 | 1140 | 1140 | 1140 | 1140 | 1140 | N | North | FC
PVERDE_5_SCEDYN | SRP | Nuclear | NUCLEAR | PVERDE_5_SCEDYN | 635 | 635 | 635 | 635 | 635 | 635 | 635 | 635 | 635 | 635 | 635 | 635
ALMASL_2_AL6BT6 | CAISO System | Paired_BattStorage | BATTERY | Almasol 6 BES | 50 | 50 | 50 | 50 | 50 | 50 | 50 | 50 | 50 | 50 | 50 | 50 | Y | South | FC |  | Co-located with ALMASL_2_GS6SR6
BIGSKY_2_AS2BT1 | Big Creek-Ventura | Paired_BattStorage | BATTERY | Antelope Solar 2 LAB | 127 | 127 | 127 | 127 | 127 | 127 | 127 | 127 | 127 | 127 | 127 | 127 | Y | South | ID | 100% | Waiting for Tehachapi CRAS. Co-located
BIGSKY_2_ASLBT2 | Big Creek-Ventura | Paired_BattStorage | BATTERY | Antelope Solar 2 Luna | 100 | 100 | 100 | 100 | 100 | 100 | 100 | 100 | 100 | 100 | 100 | 100 | Y | South | ID | 100% | Waiting for Tehachapi CRAS
BLKCRK_2_GMCBT1 | CAISO System | Paired_BattStorage | BATTERY | Genesis McCoy Bess | 230 | 230 | 230 | 230 | 230 | 230 | 230 | 230 | 230 | 230 | 230 | 230 | Y | South | FC |  | Co-located with BLKCRK_2_SOLAR1, GENESI_2_STG
BLM W_2_COSBT1 | CAISO System | Paired_BattStorage | BATTERY | Coso Battery Storage | 60 | 60 | 60 | 60 | 60 | 60 | 60 | 60 | 60 | 60 | 60 | 60 | Y | South | FC
CALFTN_2_CFSBT1 | CAISO System | Paired_BattStorage | BATTERY | California Flats Solar Battery | 60 | 60 | 60 | 60 | 60 | 60 | 60 | 60 | 60 | 60 | 60 | 60 | Y | North | FC |  | Co-located with CALFTN_2_SOLAR (PD)
CENTPD_2_BMSX2 | CAISO System | Paired_BattStorage | BATTERY | Blythe Mesa Solar 2 BESS | 112 | 112 | 112 | 112 | 112 | 112 | 112 | 112 | 112 | 112 | 112 | 112 | Y | South | FC |  | Co-located with CENTPD_2_BMSSX2
CHESTN_2_CHWBX2 | CAISO System | Paired_BattStorage | BATTERY | Chestnut Westside BESS | 135 | 135 | 135 | 135 | 135 | 135 | 135 | 135 | 135 | 135 | 135 | 135 | Y | North | ID | 100% | 23TPD - Waiting for QC8RAS-08 RAS, Manning and possibly other. Co-located with CHESTN_2_CHWSX2.
CHINO_2_APEBT1 | LA Basin | Paired_BattStorage | BATTERY | Pomona Energy Storage | 20 | 20 | 20 | 20 | 20 | 20 | 20 | 20 | 20 | 20 | 20 | 20 | Y | South | FC
CHINO_2_JURUPA | LA Basin | Paired_BattStorage | BATTERY | Jurupa | 0 | 0 | 0 | 0 | 0 | 0 | 0 | 0 | 0 | 0 | 0 | 0 | N | South | EO
CHINO_2_PESBT1 | LA Basin | Paired_BattStorage | BATTERY | Pomona Energy Storage 2 | 10 | 10 | 10 | 10 | 10 | 10 | 10 | 10 | 10 | 10 | 10 | 10 | Y | South | FC
CHINO_2_QF | LA Basin | Paired_BattStorage | BATTERY | CHINO QFS | 0 | 0.02 | 0 | 0 | 0 | 0 | 0 | 0 | 0 | 0 | 0 | 0 | N | South | FC
CHINO_2_SASOLR | LA Basin | Paired_BattStorage | BATTERY | SS San Antonio West LLC | 0 | 0 | 0 | 0 | 0 | 0 | 0 | 0 | 0 | 0 | 0 | 0 | N | South | EO
CHINO_2_SOLAR2 | LA Basin | Paired_BattStorage | BATTERY | Kona Solar - Terra Francesca | 0 | 0 | 0 | 0 | 0 | 0 | 0 | 0 | 0 | 0 | 0 | 0 | N | South | EO
CMBLND_2_DS2BT1 | CAISO System | Paired_BattStorage | BATTERY | Daggett 2 a BESS | 52 | 52 | 52 | 52 | 52 | 52 | 52 | 52 | 52 | 52 | 52 | 52 | Y | South | ID | 100% | Waiting for Mojave RAS. Co-located with CMBLND_2_DS2SR1.
CMBLND_2_DS2BT2 | CAISO System | Paired_BattStorage | BATTERY | Daggett 2 b BESS | 33 | 33 | 33 | 33 | 33 | 33 | 33 | 33 | 33 | 33 | 33 | 33 | Y | South | ID | 100% | Waiting for Mojave RAS. Co-located with CMBLND_2_DS2SR2.
CMBLND_2_DS2BT3 | CAISO System | Paired_BattStorage | BATTERY | Daggett 2 c BESS | 46 | 46 | 46 | 46 | 46 | 46 | 46 | 46 | 46 | 46 | 46 | 46 | Y | South | ID | 100% | Waiting for Mojave RAS. Co-located with CMBLND_2_DS2SR3.
DRACKR_2_DSUBT1 | CAISO System | Paired_BattStorage | BATTERY | Dracker Solar Unit 1 BESS | 63 | 63 | 63 | 63 | 63 | 63 | 63 | 63 | 63 | 63 | 63 | 63 | Y | South | FC |  | Co-located with DRACKR_2_SOLAR1
DRACKR_2_DSUBT2 | CAISO System | Paired_BattStorage | BATTERY | Dracker Solar Unit 2 BESS | 115 | 115 | 115 | 115 | 115 | 115 | 115 | 115 | 115 | 115 | 115 | 115 | Y | South | FC |  | Co-located with DRACKR_2_SOLAR2
DRACKR_2_DSUBT3 | CAISO System | Paired_BattStorage | BATTERY | Dracker Solar Unit 3 BESS | 115 | 115 | 115 | 115 | 115 | 115 | 115 | 115 | 115 | 115 | 115 | 115 | Y | South | FC |  | Co-located with DRACKR_2_DS3SR3 EO
DRACKR_2_DSUBT4 | CAISO System | Paired_BattStorage | BATTERY | Dracker Solar Unit 4 BESS | 47 | 47 | 47 | 47 | 47 | 47 | 47 | 47 | 47 | 47 | 47 | 47 | Y | South | FC |  | Co-located with DRACKR_2_DS4SR4
DSRTHV_2_DH2BT1 | CAISO System | Paired_BattStorage | BATTERY | Desert Harvest BESS | 35 | 35 | 35 | 35 | 35 | 35 | 35 | 35 | 35 | 35 | 35 | 35 | Y | South | PD | 35.00 | Co-located with DSRTHV_2_DH2SR2
DSRTSN_2_DS2BX2 | CAISO System | Paired_BattStorage | BATTERY | Desert Sunlight PV II Storage 2 |  |  |  |  | 217.81 | 217.81 | 217.81 | 217.81 | 217.81 | 217.81 | 217.81 | 217.81 | Y | South | PD | 94.70%
DSRTSN_2_DS2X2 | CAISO System | Paired_BattStorage | BATTERY | Desert Sunlight PV II Storage | 230 | 230 | 230 | 230 | 230 | 230 | 230 | 230 | 230 | 230 | 230 | 230 | Y | South | FC |  | Co-located with DSRTSN_2_SOLAR2
FIFTHS_2_FSSBT | CAISO System | Paired_BattStorage | BATTERY | Fifth Standard Battery | 137 | 137 | 137 | 137 | 137 | 137 | 137 | 137 | 137 | 137 | 137 | 137 | Y | North | FC |  | Co-located with FIFTHS_2_FSSR1
GARLND_2_GARBT1 | CAISO System | Paired_BattStorage | BATTERY | Garland B BESS | 88 | 88 | 88 | 88 | 88 | 88 | 88 | 88 | 88 | 88 | 88 | 88 | Y | South | FC |  | Co-located with GARLND_2_GASLR, GARLND_2_GASLRA
HIGHDS_2_H5SBT1 | CAISO System | Paired_BattStorage | BATTERY | High 5 Solar BESS | 50 | 50 | 50 | 50 | 50 | 50 | 50 | 50 | 50 | 50 | 50 | 50 | Y | South | FC |  | Co-located with HIGHDS_2_H5SSR1
KRAMER_1_R1BX3 | CAISO System | Paired_BattStorage | BATTERY | Resurgence 1 BESS | 75 | 75 | 75 | 75 | 75 | 75 | 75 | 75 | 75 | 75 | 75 | 75 | Y | South | FC |  | Co-located with KRAMER_1_R1PX3
KRAMER_1_R2BX2 | CAISO System | Paired_BattStorage | BATTERY | Resurgence 2 BESS | 40 | 40 | 40 | 40 | 40 | 40 | 40 | 40 | 40 | 40 | 40 | 40 | Y | South | FC |  | Co-located with KRAMER_1_R1PX3.
LAGBEL_2_CBPBT1 | LA Basin | Paired_BattStorage | BATTERY | CALD BESS I | SEP: 100; OCT: 100; NOV: 100; DEC: 100 | Y | South | FC
MCFLND_5_MFSBT1 | CAISO System | Paired_BattStorage | BATTERY | McFarland Solar A BESS |  | 100 | 100 | 100 | 100 | 100 | 100 | 100 | 100 | 100 | 100 | 100 | Y | South | FC |  | Co-located with MCFLND_5_MFSSR1.
MSTANG_2_MTGBT1 | Fresno | Paired_BattStorage | BATTERY | Mustang 1 BESS | 75 | 75 | 75 | 75 | 75 | 75 | 75 | 75 | 75 | 75 | 75 | 75 | Y | North | FC
OBERON_5_O1BBX2 | CAISO System | Paired_BattStorage | BATTERY | Oberon 1 BESS | 125 | 125 | 125 | 125 | 125 | 125 | 125 | 125 | 125 | 125 | 125 | 125 | Y | South | ID | 100% | Waiting for ELM, West of Colorado River cRAS. Co-located with OBERON_5_O1SSX2 and OBERON_5_O1SSR3
OBERON_5_O2BBX2 | CAISO System | Paired_BattStorage | BATTERY | Oberon 2 BESS | 125 | 125 | 125 | 125 | 125 | 125 | 125 | 125 | 125 | 125 | 125 | 125 | Y | South | ID | 100% | Waiting for ELM, West of Colorado River cRAS. Co-located with OBERON_5_O2SSR4 and OBERON_5_O2SSR5
PALSEL_6_PLSBT1 | Stockton | Paired_BattStorage | BATTERY | Paulsell Solar Energy Center BESS | AUG: 15; SEP: 15; OCT: 15; NOV: 15; DEC: 15 | Y | North | ID | 100% | Q1350 - Waiting for Vierra Loop-in. Co-located with Paulsell Solar Energy Center PV PALSEL_6_PLSSR1.
POLRIS_2_ASEBT1 | Big Creek-Ventura | Paired_BattStorage | BATTERY | Antelope Solar 2 Estrella BESS |  | 28 | 28 | 28 | 28 | 28 | 28 | 28 | 28 | 28 | 28 | 28 | Y | South | ID | 100% | Waiting for Tehachapi CRAS. Co-located with POLRIS_2_ASESR1.
POLRIS_2_ASRBT1 | Big Creek-Ventura | Paired_BattStorage | BATTERY | Antelope Solar 2 Raceway BESS |  |  |  |  | 79.3 | 79.3 | 79.3 | 79.3 | 79.3 | 79.3 | 79.3 | 79.3 | Y | South | FC |  | Co-located with POLRIS_2_ASRSR1.
PRCTVY_1_MIGBT1 | San Diego-IV | Paired_BattStorage | BATTERY | Miguel BESS | 0 | 0 | 0 | 0 | 0 | 0 | 0 | 0 | 0 | 0 | 0 | 0 | N | South | EO
PROXSR_2_PS1BT1 | CAISO System | Paired_BattStorage | BATTERY | Proxima Solar BESS 1A |  |  |  |  | 40 | 40 | 40 | 40 | 40 | 40 | 40 | 40 | Y | North | FC
PROXSR_2_PS1BT2 | CAISO System | Paired_BattStorage | BATTERY | Proxima Solar BESS 1B | JUN: 32; JUL: 32; AUG: 32; SEP: 32; OCT: 32; NOV: 32; DEC: 32 | Y | North | FC |  | Co-located with PROXSR_2_PS1SR2.
PROXSR_2_PS2BT3 | CAISO System | Paired_BattStorage | BATTERY | Proxima Solar BESS 2 |  |  |  |  | 90 | 90 | 90 | 90 | 90 | 90 | 90 | 90 | Y | North | FC
RTEDDY_2_RWSBT1 | CAISO System | Paired_BattStorage | BATTERY | Rosamond West Solar Central BESS A1 | JUN: 30; JUL: 30; AUG: 30; SEP: 30; OCT: 30; NOV: 30; DEC: 30 | Y | South | FC
RTEDDY_2_RWSBT2 | CAISO System | Paired_BattStorage | BATTERY | Rosamond West Solar Central BESS A2 | JUN: 30; JUL: 30; AUG: 30; SEP: 30; OCT: 30; NOV: 30; DEC: 30 | Y | South | FC
RTEDDY_2_RWSBT3 | CAISO System | Paired_BattStorage | BATTERY | Rosamond West Solar Central BESS A3 | JUN: 45; JUL: 45; AUG: 45; SEP: 45; OCT: 45; NOV: 45; DEC: 45 | Y | South | FC
RTEDDY_2_RWSBT4 | CAISO System | Paired_BattStorage | BATTERY | Rosamond West Solar Central BESS B | JUN: 30; JUL: 30; AUG: 30; SEP: 30; OCT: 30; NOV: 30; DEC: 30 | Y | South | FC
RTEDDY_2_RWSBT5 | CAISO System | Paired_BattStorage | BATTERY | Rosamond West Solar Central BESS C | JUN: 12; JUL: 12; AUG: 12; SEP: 12; OCT: 12; NOV: 12; DEC: 12 | Y | South | FC
SCARLT_2_SSABT1 | Fresno | Paired_BattStorage | BATTERY | Scarlet Solar CA 1A | JUN: 10; JUL: 10; AUG: 10; SEP: 10; OCT: 10; NOV: 10; DEC: 10 | Y | North | ID | 100% | Q1135 - C8 - Waiting for Bellota-Warnerville 230 kV reconductoring, Reconductor Panoche-Padre Flat 230 kV, QC8RAS-08 RAS and possibly other. - Max to grid 400 MW
SCARLT_2_SSBBT1 | Fresno | Paired_BattStorage | BATTERY | Scarlet Solar CA 1B | JUN: 30; JUL: 30; AUG: 30; SEP: 30; OCT: 30; NOV: 30; DEC: 30 | Y | North | ID | 100% | Q1135 - C8 - Waiting for Bellota-Warnerville 230 kV reconductoring, Reconductor Panoche-Padre Flat 230 kV, QC8RAS-08 RAS and possibly other. - Max to grid 400 MW
SISPRG_2_DS3BT1 | CAISO System | Paired_BattStorage | BATTERY | Daggett Solar 3 a BESS | 61.5 | 61.5 | 61.5 | 61.5 | 61.5 | 61.5 | 61.5 | 61.5 | 61.5 | 61.5 | 61.5 | 61.5 | Y | South | ID | 100% | Waiting for Mojave RAS. Co-located with SISPRG_2_DS3SR1
SISPRG_2_DS3BT2 | CAISO System | Paired_BattStorage | BATTERY | Daggett Solar 3 b BESS | 60 | 60 | 60 | 60 | 60 | 60 | 60 | 60 | 60 | 60 | 60 | 60 | Y | South | ID | 100% | Waiting for Mojave RAS. Co-located with SISPRG_2_DS3SR2
SISPRG_2_DS3BT3 | CAISO System | Paired_BattStorage | BATTERY | Daggett Solar 3 cd BESS | 12.5 | 12.5 | 12.5 | 12.5 | 12.5 | 12.5 | 12.5 | 12.5 | 12.5 | 12.5 | 12.5 | 12.5 | Y | South | ID | 100% | Waiting for Mojave RAS. Co-located with SISPRG_2_DS3SR3
SISPRG_2_DS3BT4 | CAISO System | Paired_BattStorage | BATTERY | Daggett Solar 3 e BESS | 15 | 15 | 15 | 15 | 15 | 15 | 15 | 15 | 15 | 15 | 15 | 15 | Y | South | ID | 100% | Waiting for Mojave RAS. Co-located with SISPRG_2_DS3SR4
SOLBLU_2_WSBBX2 | CAISO System | Paired_BattStorage | BATTERY | Westlands Solar Blue BESS | 225 | 225 | 225 | 225 | 225 | 225 | 225 | 225 | 225 | 225 | 225 | 225 | Y | North | ID | 100% | 23TPD - Waiting for QC8RAS-08 RAS, Manning and possibly other. Co-located with SOLBLU_2_WSBSX2.
SUNCAT_2_A1ABT1 | CAISO System | Paired_BattStorage | BATTERY | Arlington Solar Unit 1A BESS | 47 | 47 | 47 | 47 | 47 | 47 | 47 | 47 | 47 | 47 | 47 | 47 | Y | South | ID | 100% | C8 - Waiting for West of Colorado River cRAS.-Co-located with ARLNTN_2_ASUSR1, SUNCAT_2_A1BBT1
SUNCAT_2_A1BBT1 | CAISO System | Paired_BattStorage | BATTERY | Arlington Solar Unit 1B BESS | 63 | 63 | 63 | 63 | 63 | 63 | 63 | 63 | 63 | 63 | 63 | 63 | Y | South | ID | 100% | C8 - Waiting for West of Colorado River cRAS.-Co-located with ARLNTN_2_ASUSR1, SUNCAT_2_A1ABT1
SUNCAT_2_A2ABT2 | CAISO System | Paired_BattStorage | BATTERY | Arlington Solar Unit 2A BESS | 132 | 132 | 132 | 132 | 132 | 132 | 132 | 132 | 132 | 132 | 132 | 132 | Y | South | ID | 100% | Waiting for West of Colorado River cRAS-Co-located with SUNCAT_2_A2ABT2, ARLNTN_2_AR1SR1
TRNQLT_2_RETBT1 | Fresno | Paired_BattStorage | BATTERY | RE Tranquillity BESS | 72 | 72 | 72 | 72 | 72 | 72 | 72 | 72 | 72 | 72 | 72 | 72 | Y | North | FC |  | Co-located with TRNQLT_2_SOLAR
VICPAS_2_SLOBT1 | CAISO System | Paired_BattStorage | BATTERY | Sloth BESS | JUN: 15; JUL: 15; AUG: 15; SEP: 15; OCT: 15; NOV: 15; DEC: 15 | Y | South | ID | 100% | Waiting for Colorado River C-RAS. Co-located with 49.5 MW EO VICPAS_2_SLOSR1.
VICPAS_2_SOCBT1 | CAISO System | Paired_BattStorage | BATTERY | Sol Catcher BESS 1 |  |  |  | 50 | 50 | 50 | 50 | 50 | 50 | 50 | 50 | 50 | Y | South | ID | 100% | Waiting for Colorado River C-RAS. Co-located with EO VICPAS_2_SOCSR1.
VICPAS_2_SOCBT2 | CAISO System | Paired_BattStorage | BATTERY | Sol Catcher BESS 2 |  |  |  | 71 | 71 | 71 | 71 | 71 | 71 | 71 | 71 | 71 | Y | South | ID | 100% | Waiting for Colorado River C-RAS. Co-located with 93.5 MW EO VICPAS_2_SOCSR2.
VICPAS_2_SOCSR2 | CAISO System | Paired_BattStorage | BATTERY | Sol Catcher BESS PV2 |  |  |  |  | 0 | 0 | 0 | 0 | 0 | 0 | 0 | 0 | N | South | EO |  | Co-located with VICPAS_2_SOCBT2.
VICPAS_2_VPSBT1 | CAISO System | Paired_BattStorage | BATTERY | Victory Pass Solar BESS |  |  |  | 50 | 50 | 50 | 50 | 50 | 50 | 50 | 50 | 50 | Y | South | ID | 100% | Waiting for Colorado River C-RAS. Co-located with 200 MW EO VICPAS_2_VPSSR1.
VIKING_2_VSHSB1 | IID | Paired_BattStorage | BATTERY | Vikings Solar BESS Hybrid Project | 150 | 150 | 150 | 150 | 150 | 150 | 150 | 150 | 150 | 150 | 150 | 150
VLCNTR_6_VCEBT1 | San Diego-IV | Paired_BattStorage | BATTERY | Valley Center Energy Storage | 54 | 54 | 54 | 54 | 54 | 54 | 54 | 54 | 54 | 54 | 54 | 54 | Y | South | PD | 54.00 | VLCNTR_6_VCEBT1 and VLCNTR_6_VCEBT2, combined PD 104 MW
VLCNTR_6_VCEBT2 | San Diego-IV | Paired_BattStorage | BATTERY | Valley Center Energy Storage B | 50 | 50 | 50 | 50 | 50 | 50 | 50 | 50 | 50 | 50 | 50 | 50 | Y | South | PD | 50.00 | VLCNTR_6_VCEBT1 and VLCNTR_6_VCEBT2, combined PD 104 MW
WSTWND_2_M89BT2 | CAISO System | Paired_BattStorage | BATTERY | Mojave 89 BESS 2B | 0 | 0 | 0 | 0 | 0 | 0 | 0 | 0 | 0 | 0 | 0 | 0 | Y | South | EO
YELPIN_2_YP2BT1 | CAISO System | Paired_BattStorage | BATTERY | Yellow Pine 2 BESS | 65 | 65 | 65 | 65 | 65 | 65 | 65 | 65 | 65 | 65 | 65 | 65 | Y | South | ID | 65.00 | Waiting for Lugo-Victorville CRAS - Co-located with YELPIN_2_YP2SR1
YELPIN_2_YP2BT2 | CAISO System | Paired_BattStorage | BATTERY | Yellow Pine 2 A BESS | JUL: 53; AUG: 53; SEP: 53; OCT: 53; NOV: 53; DEC: 53 | Y | South | ID | 100% | Waiting for Lugo Victorville CRAS - Co-located with 60 MW solar YELP_2_YP2SR2.
YELPIN_2_YP2BT3 | CAISO System | Paired_BattStorage | BATTERY | Yellow Pine 2 B BESS | AUG: 20.25; SEP: 20.25; OCT: 20.25; NOV: 20.25; DEC: 20.25 | Y | South | ID | 20.25 | Q1341 - Waiting for Lugo Victorville CRAS - Co-located with 65 MW EO solar YELP_2_YP2SR3.
ALMASL_2_GS1SR1 | CAISO System | Paired_Solar_1Axis | SOLAR | Almasol Generating Station 1 | 0.5 | 3.75 | 4.38 | 5.5 | 8 | 16.38 | 18 | 15.5 | 13.88 | 9.25 | 7.13 | 4.38 | N | South | FC
ALMASL_2_GS6SR6 | CAISO System | Paired_Solar_1Axis | SOLAR | Almasol Generating Station 6 | 0.24 | 2.11 | 2.56 | 3.43 | 5.1 | 10.48 | 11.34 | 9.58 | 8.31 | 5.34 | 3.8 | 1.96 | N | South | FC |  | Co-located with ALMASL_2_AL6BT6
ARLNTN_2_AR1SR1 | CAISO System | Paired_Solar_1Axis | SOLAR | Arlington | 0 | 0.62 | 0.91 | 1.79 | 2.85 | 6.01 | 6.2 | 4.82 | 3.57 | 1.81 | 0.5 | 0 | N | South | ID | 100% | C8 - Waiting for West of Colorado River cRAS and possibly other-Co-located with SUNCAT_2_A2ABT2, SUNCAT_2_A2BSR2
ARLNTN_2_ASUSR1 | CAISO System | Paired_Solar_1Axis | SOLAR | Arlington Solar Unit 1 | 0.17 | 1.94 | 2.43 | 3.51 | 5.39 | 11.13 | 12.02 | 9.85 | 8.11 | 4.68 | 2.99 | 0.83 | N | South | ID | 100% | C8 - Waiting for West of Colorado River cRAS.-Co-located with SUNCAT_2_A1BBT1, SUNCAT_2_A1ABT1
BGSKYN_2_AS2SR1 | Big Creek-Ventura | Paired_Solar_1Axis | SOLAR | Antelope Solar 2 | 0.34 | 2.71 | 3.2 | 4.14 | 6.06 | 12.39 | 13.56 | 11.58 | 10.19 | 6.66 | 4.93 | 2.79 | N | South | ID | 100% | Waiting for Tehachapi CRAS. Co-located
BGSKYN_2_ASPSR2 | Big Creek-Ventura | Paired_Solar_1Axis | SOLAR | Antelope Solar 2 San Pablo | 0.32 | 2.58 | 3.05 | 3.94 | 5.77 | 11.8 | 12.91 | 11.03 | 9.7 | 6.35 | 4.7 | 2.66 | N | South | ID | 100% | Waiting for Tehachapi CRAS. Co-located
BGSKYN_2_BS3SR3 | Big Creek-Ventura | Paired_Solar_1Axis | SOLAR | Big Sky Solar 3 | 0.06 | 0.52 | 0.61 | 0.79 | 1.15 | 2.36 | 2.58 | 2.21 | 1.94 | 1.27 | 0.94 | 0.53 | N | South | FC |  | Co-located
BIGSKY_2_BSKSR6 | Big Creek-Ventura | Paired_Solar_1Axis | SOLAR | Big Sky Solar 6 | 0.06 | 0.52 | 0.61 | 0.79 | 1.15 | 2.36 | 2.58 | 2.21 | 1.94 | 1.27 | 0.94 | 0.53 | N | South | FC |  | Co-located
BIGSKY_2_BSKSR7 | Big Creek-Ventura | Paired_Solar_1Axis | SOLAR | Big Sky Solar 7 | 0.06 | 0.52 | 0.61 | 0.79 | 1.15 | 2.36 | 2.58 | 2.21 | 1.94 | 1.27 | 0.94 | 0.53 | N | South | FC |  | Co-located
BIGSKY_2_BSKSR8 | Big Creek-Ventura | Paired_Solar_1Axis | SOLAR | Big Sky Solar 8 | 0.06 | 0.52 | 0.61 | 0.79 | 1.15 | 2.36 | 2.58 | 2.21 | 1.94 | 1.27 | 0.94 | 0.53 | N | South | FC |  | Co-located
BIGSKY_2_SOLAR2 | Big Creek-Ventura | Paired_Solar_1Axis | SOLAR | Big Sky Solar 4 | 16.29 | 22.17 | 26.04 | 32.99 | 34.97 | 34.31 | 34.61 | 31.53 | 28.76 | 24.78 | 16.97 | 12.6 | N | South | FC |  | Co-located
BIGSKY_2_SOLAR4 | Big Creek-Ventura | Paired_Solar_1Axis | SOLAR | Western Antelope Blue Sky Ranch B | 8.18 | 11.27 | 12.98 | 16.84 | 18.02 | 17.5 | 16.89 | 15.82 | 14.27 | 12.28 | 8.35 | 6.21 | N | South | FC |  | Co-located
CENTPD_2_BMSSX2 | CAISO System | Paired_Solar_1Axis | SOLAR | Blythe Mesa Solar | 0.53 | 4.69 | 5.63 | 7.54 | 11.26 | 23.15 | 25.23 | 21.36 | 18.5 | 11.71 | 8.2 | 3.97 | N | South | FC |  | Co-located with CENTPD_2_BMSX2
CHESTN_2_CHWSX2 | CAISO System | Paired_Solar_1Axis | SOLAR | Chestnut Westside PV | 0.16 | 2.06 | 2.6 | 3.84 | 5.92 | 12.24 | 13.2 | 10.92 | 9.02 | 5.28 | 3.08 | 0.6 | N | North | ID | 100% | C8 - Waiting for QC8RAS-08 RAS and possibly other. Co-located with CHESTN_2_CHWBX2. Max 15 MWs NQC.
CMBLND_2_DS2SR1 | CAISO System | Paired_Solar_1Axis | SOLAR | Daggett 2 a PV | 0.09 | 1.01 | 1.25 | 1.79 | 2.74 | 5.66 | 6.12 | 5.1 | 4.28 | 2.57 | 1.59 | 0.48 | N | South | ID | 100% | Waiting for Mojave RAS. Co-located with CMBLND_2_DS2BT1.
CMBLND_2_DS2SR2 | CAISO System | Paired_Solar_1Axis | SOLAR | Daggett 2 b PV | 0.15 | 1.35 | 1.63 | 2.18 | 3.26 | 6.7 | 7.31 | 6.18 | 5.35 | 3.39 | 2.37 | 1.14 | N | South | ID | 100% | Waiting for Mojave RAS. Co-located with CMBLND_2_DS2BT2.
CMBLND_2_DS2SR3 | CAISO System | Paired_Solar_1Axis | SOLAR | Daggett 2 c PV |  | 0.73 | 0.92 | 1.34 | 2.08 | 4.29 | 4.63 | 3.83 | 3.18 | 1.86 | 1.1 | 0.23 | N | South | ID | 100% | Waiting for Mojave RAS. Co-located with CMBLND_2_DS2BT3
DRACKR_2_DS4SR4 | CAISO System | Paired_Solar_1Axis | SOLAR | Dracker Solar Unit 4A | 0.11 | 1.01 | 1.17 | 1.87 | 2.81 | 5.66 | 6.07 | 5.15 | 4.43 | 2.71 | 1.7 | 0.52 | N | South | FC |  | Co-located with DRACKR_2_DSUBT4
DSRTHV_2_DH1SR1 | CAISO System | Paired_Solar_1Axis | SOLAR | Desert Harvest | 0.32 | 2.4 | 2.8 | 3.52 | 5.12 | 10.48 | 11.52 | 9.92 | 8.88 | 5.92 | 4.56 | 2.8 | N | South | FC
DSRTHV_2_DH2SR2 | CAISO System | Paired_Solar_1Axis | SOLAR | Desert Harvest 2 | 0.17 | 1.49 | 1.77 | 2.41 | 3.54 | 7.15 | 7.7 | 6.45 | 5.71 | 3.71 | 2.62 | 1.28 | N | South | FC |  | Co-located with DSRTHV_2_DH2BT1 (PD)
DSRTSN_2_SOLAR1 | CAISO System | Paired_Solar_1Axis | SOLAR | Desert Sunlight 300 | 1.2 | 9 | 10.5 | 13.2 | 19.2 | 39.3 | 43.2 | 37.2 | 33.3 | 22.2 | 17.1 | 10.5 | N | South | FC
FIFTHS_2_FSSR1 | CAISO System | Paired_Solar_1Axis | SOLAR | Fifth Standard Solar |  |  |  |  | 1.47 | 3.03 | 3.27 | 2.7 | 2.23 | 1.3 | 0.75 | 0.13 | N | North | PD | 25% | Co-located with FIFTHS_2_FSSBT.
GARLND_2_GASLRA | CAISO System | Paired_Solar_1Axis | SOLAR | Garland A | 0.08 | 0.6 | 0.7 | 0.88 | 1.28 | 2.62 | 2.88 | 2.48 | 2.22 | 1.48 | 1.14 | 0.7 | N | South | FC |  | Co-located with GARLND_2_GARBT1, GARLND_2_GASLR
GASKW1_2_GW1SR1 | CAISO System | Paired_Solar_1Axis | SOLAR | Gaskell West 1 | 0.08 | 0.6 | 0.7 | 0.88 | 1.28 | 2.62 | 2.88 | 2.48 | 2.22 | 1.48 | 1.14 | 0.7 | N | South | FC
GASKW1_2_GW3SR1 | CAISO System | Paired_Solar_1Axis | SOLAR | Gaskell West 3 | 0.08 | 0.6 | 0.7 | 0.88 | 1.28 | 2.62 | 2.88 | 2.48 | 2.22 | 1.48 | 1.14 | 0.7 | N | South | ID | 100% | Waiting for the Whirlwind and Tehachapi CRAS
GASKW1_2_GW4SR1 | CAISO System | Paired_Solar_1Axis | SOLAR | Gaskell West 4 | 0.08 | 0.6 | 0.7 | 0.88 | 1.28 | 2.62 | 2.88 | 2.48 | 2.22 | 1.48 | 1.14 | 0.7 | N | South | ID | 100% | Waiting for the Whirlwind and Tehachapi CRAS
GASKW1_2_GW5SR1 | CAISO System | Paired_Solar_1Axis | SOLAR | Gaskell West 5 | 0.08 | 0.6 | 0.7 | 0.88 | 1.28 | 2.62 | 2.88 | 2.48 | 2.22 | 1.48 | 1.14 | 0.7 | N | South | ID | 100% | Waiting for the Whirlwind and Tehachapi CRAS
HIGHDS_2_H5SSR1 | CAISO System | Paired_Solar_1Axis | SOLAR | High 5 Solar | 0.25 | 2.13 | 2.58 | 3.38 | 5.09 | 10.45 | 11.36 | 9.47 | 8.28 | 5.27 | 3.52 | 1.8 | N | South | FC |  | Co-located with HIGHDS_2_H5SBT1
KRAMER_1_R1PX3 | CAISO System | Paired_Solar_1Axis | SOLAR | Resurgence 1 PV | 0.12 | 1.35 | 1.68 | 2.42 | 3.72 | 7.67 | 8.29 | 6.9 | 5.76 | 3.42 | 2.09 | 0.57 | N | South | FC |  | Co-located with KRAMER_1_R1BX3
KRAMER_1_R2PX2 | CAISO System | Paired_Solar_1Axis | SOLAR | Resurgence 2 PV | 0.06 | 0.72 | 0.9 | 1.29 | 1.98 | 4.09 | 4.42 | 3.68 | 3.07 | 1.83 | 1.11 | 0.3 | N | South | FC |  | Co-located with KRAMER_1_R1BX3.
LCKHT1_2_LH1SR1 | CAISO System | Paired_Solar_1Axis | SOLAR | Lockhart Solar 1 PV | 0.34 | 2.55 | 2.98 | 3.74 | 5.44 | 11.14 | 12.24 | 10.54 | 9.44 | 6.29 | 4.84 | 2.98 | N | South | ID | 100% | First 80 MW have FCDS priority. Waiting for the Mohave RAS.
MCFLND_5_MFSSR1 | CAISO System | Paired_Solar_1Axis | SOLAR | McFarland Solar A PV |  |  |  |  | 12.8 | 26.2 | 28.8 | 24.8 | 22.2 | 14.8 | 11.4 | 7 | N | South | FC |  | No charging restrictions. Using deliverability from McFarland C BESS until about June 2025.
MSTANG_2_SOLAR3 | Fresno | Paired_Solar_1Axis | SOLAR | Mustang 3 | 0.06 | 0.45 | 0.52 | 0.66 | 0.96 | 1.96 | 2.15 | 1.85 | 1.66 | 1.11 | 0.85 | 0.52 | N | North | PD | 37.37%
MSTANG_2_SOLAR4 | Fresno | Paired_Solar_1Axis | SOLAR | Mustang 4 | 0.12 | 0.9 | 1.05 | 1.32 | 1.92 | 3.93 | 4.32 | 3.72 | 3.33 | 2.22 | 1.71 | 1.05 | N | North | FC
OBERON_5_O1SSR3 | CAISO System | Paired_Solar_1Axis | SOLAR | Oberon 1B Solar | 0.24 | 2.1 | 2.52 | 3.37 | 5.04 | 10.36 | 11.29 | 9.56 | 8.28 | 5.24 | 3.67 | 1.78 | N | South | ID | 100% | Waiting for ELM, West of Colorado River cRAS. Co-located with OBERON_5_O1BBX2 and OBERON_5_O1SSX2
OBERON_5_O1SSX2 | CAISO System | Paired_Solar_1Axis | SOLAR | Oberon 1A Solar | 0.36 | 3.15 | 3.78 | 5.06 | 7.56 | 15.53 | 16.93 | 14.34 | 12.42 | 7.86 | 5.51 | 2.67 | N | South | ID | 100% | Waiting for ELM, West of Colorado River cRAS. Co-located with OBERON_5_O1BBX2, OBERON_5_O1SSR3
OBERON_5_O2SSR4 | CAISO System | Paired_Solar_1Axis | SOLAR | Oberon 2A Solar | 0.3 | 2.62 | 3.15 | 4.22 | 6.3 | 12.95 | 14.11 | 11.95 | 10.35 | 6.55 | 4.59 | 2.22 | N | South | ID | 100% | Waiting for West of Colorado River cRAS. Co-located with OBERON_5_O2BBX2 and OBERON_5_O2SSR5
OBERON_5_O2SSR5 | CAISO System | Paired_Solar_1Axis | SOLAR | Oberon 2B Solar | 0.3 | 2.62 | 3.15 | 4.22 | 6.3 | 12.95 | 14.11 | 11.95 | 10.35 | 6.55 | 4.59 | 2.22 | N | South | ID | 100% | Waiting for West of Colorado River cRAS. Co-located with OBERON_5_O2SSR4 and OBERON_5_O2BBX2
PALSEL_6_PLSSR1 | Stockton | Paired_Solar_1Axis | SOLAR | Paulsell Solar Energy Center PV | AUG: 0.5; SEP: 0.42; OCT: 0.25; NOV: 0.16; DEC: 0.06 | Y | North | ID | 30.58% | Q1350 - Waiting for Vierra Loop-in. PD to 30.58 percent. Co-located with Paulsell Solar Energy Center BESS PALSEL_6_PLSBT1.
POLRIS_2_ASESR1 | Big Creek-Ventura | Paired_Solar_1Axis | SOLAR | Antelope Solar 2 Estrella |  | 1.17 | 1.41 | 1.89 | 2.82 | 5.8 | 6.32 | 5.35 | 4.64 | 2.94 | 2.06 | 1 | N | South | ID | 100% | Waiting for Tehachapi CRAS. Co-located with POLRIS_2_ASEBT1.
POLRIS_2_ASRSR1 | Big Creek-Ventura | Paired_Solar_1Axis | SOLAR | Antelope Solar 2 Raceway |  |  |  |  | 5.59 | 11.98 | 12.75 | 10.83 | 9.28 | 5.69 | 3.22 | 1.44 | N | South | FC |  | Co-located with POLRIS_2_ASRBT1.
PROXSR_2_PS1SR2 | CAISO System | Paired_Solar_1Axis | SOLAR | Proxima Solar 1B | JUN: 7.38; JUL: 8.05; AUG: 6.83; SEP: 5.93; OCT: 3.78; NOV: 2.68; DEC: 1.34 | N | North | FC |  | Co-located with PROXSR_2_PS1BT2.
RTEDDY_2_SC1SR3 | CAISO System | Paired_Solar_1Axis | SOLAR | Rosamond West Solar Clean | 0.16 | 1.2 | 1.4 | 1.76 | 2.56 | 5.24 | 5.76 | 4.96 | 4.44 | 2.96 | 2.28 | 1.4 | N | South | FC
RTEDDY_2_SEBSR3 | CAISO System | Paired_Solar_1Axis | SOLAR | Rosamond West Solar East Bay 3 | 0.22 | 1.68 | 1.96 | 2.46 | 3.58 | 7.34 | 8.06 | 6.94 | 6.22 | 4.14 | 3.19 | 1.96 | N | South | FC
RTEDDY_2_SEBSR4 | CAISO System | Paired_Solar_1Axis | SOLAR | Rosamond West Solar East Bay 4 | 0.22 | 1.68 | 1.96 | 2.46 | 3.58 | 7.34 | 8.06 | 6.94 | 6.22 | 4.14 | 3.19 | 1.96 | N | South | FC
RTEDDY_2_SPASR4 | CAISO System | Paired_Solar_1Axis | SOLAR | Rosamond West Solar Palo Alto | 0.1 | 0.78 | 0.91 | 1.14 | 1.66 | 3.41 | 3.74 | 3.22 | 2.89 | 1.92 | 1.48 | 0.91 | N | South | FC
RTEDDY_2_SRXSR4 | CAISO System | Paired_Solar_1Axis | SOLAR | Rosamond West Solar Rosie X | 0.05 | 0.41 | 0.48 | 0.6 | 0.87 | 1.78 | 1.96 | 1.69 | 1.51 | 1.01 | 0.78 | 0.48 | N | South | FC
SCARLT_2_SSASR1 | Fresno | Paired_Solar_1Axis | SOLAR | Scarlet Solar CA 1A PV | JUN: 12.55; JUL: 13.78; AUG: 11.83; SEP: 10.54; OCT: 6.97; NOV: 5.29; DEC: 3.16 | N | North | ID | 100% | Q1135 - C8 - Waiting for Bellota-Warnerville 230 kV reconductoring, Reconductor Panoche-Padre Flat 230 kV, QC8RAS-08 RAS and possibly other. - Max to grid 400 MW
SCARLT_2_SSBSR1 | Fresno | Paired_Solar_1Axis | SOLAR | Scarlet Solar CA 1B PV | JUN: 11.45; JUL: 12.53; AUG: 10.69; SEP: 9.41; OCT: 6.11; NOV: 4.48; DEC: 2.47 | N | North | ID | 100% | Q1135 - C8 - Waiting for Bellota-Warnerville 230 kV reconductoring, Reconductor Panoche-Padre Flat 230 kV, QC8RAS-08 RAS and possibly other. - Max to grid 400 MW
SISPRG_2_DS3SR1 | CAISO System | Paired_Solar_1Axis | SOLAR | Daggett Solar 3 a PV | 0.29 | 2.58 | 3.1 | 4.15 | 6.2 | 12.74 | 13.89 | 11.76 | 10.18 | 6.45 | 4.52 | 2.19 | N | South | ID | 100% | Waiting for Mojave RAS. Co-located with SISPRG_2_DS3BT1
SISPRG_2_DS3SR2 | CAISO System | Paired_Solar_1Axis | SOLAR | Daggett Solar 3 b PV | 0.25 | 2.22 | 2.67 | 3.61 | 5.41 | 11.12 | 12.11 | 10.23 | 8.82 | 5.55 | 3.84 | 1.78 | N | South | ID | 100% | Waiting for Mojave RAS. Co-located with SISPRG_2_DS3BT2
SISPRG_2_DS3SR3 | CAISO System | Paired_Solar_1Axis | SOLAR | Daggett Solar 3 cd PV | 0.16 | 1.27 | 1.5 | 1.94 | 2.86 | 5.86 | 6.42 | 5.49 | 4.84 | 3.16 | 2.34 | 1.32 | N | South | ID | 100% | Waiting for Mojave RAS. Co-located with SISPRG_2_DS3BT3.
SISPRG_2_DS3SR4 | CAISO System | Paired_Solar_1Axis | SOLAR | Daggett Solar 3 e PV |  |  | 0.3 | 0.44 | 0.68 | 1.4 | 1.51 | 1.26 | 1.04 | 0.61 | 0.36 | 0.08 | N | South | ID | 100% | Waiting for Mojave RAS. Co-located with SISPRG_2_DS3BT4.
SOLBLU_2_WSBSX2 | CAISO System | Paired_Solar_1Axis | SOLAR | Westlands Solar Blue | 0.27 | 3.44 | 4.34 | 6.39 | 9.87 | 20.4 | 22 | 18.21 | 15.05 | 8.79 | 5.12 | 1 | N | North | ID | 100% | C8 - Waiting for QC8RAS-08 RAS and possibly other. Co-located with SOLBLU_2_WSBBX2. Max 25 MWs.
SUNCAT_2_A2BSR2 | CAISO System | Paired_Solar_1Axis | SOLAR | Arlington Solar Unit 2B | 0.28 | 2.16 | 2.52 | 3.17 | 4.61 | 9.44 | 10.37 | 8.93 | 8 | 5.33 | 4.11 | 1.96 | N | South | ID | 54.17% | Waiting for West of Colorado River CRAS.Co-located with SUNCAT_2_A2ABT2, ARLNTN_2_AR1SR1
YELPIN_2_YP2SR1 | CAISO System | Paired_Solar_1Axis | SOLAR | Yellow Pine 2 | 0.29 | 2.58 | 3.1 | 4.17 | 6.23 | 12.81 | 13.96 | 11.81 | 10.21 | 6.45 | 4.49 | 2.13 | N | South | ID | 100% | Waiting for Lugo Victorville CRAS - Co-located with YELPIN_2_YP2BT1
CALFTN_2_SOLAR | CAISO System | Paired_Solar_Fixed | SOLAR | California Flats North | 0.25 | 2.22 | 2.54 | 3.5 | 5.37 | 11.17 | 12.29 | 10.3 | 8.76 | 5.3 | 3.6 | 1.63 | N | North | ID | 82.00% | Co-located with CALFTN_2_CFSBT1
DRACKR_2_SOLAR1 | CAISO System | Paired_Solar_Fixed | SOLAR | Dracker Solar Unit 1 | 0.23 | 2.02 | 2.58 | 3.63 | 5.47 | 11.01 | 11.67 | 9.87 | 8.49 | 5.38 | 3.6 | 1.65 | N | South | FC |  | Co-located with DRACKR_2_DSUBT1
DSRTSN_2_SOLAR2 | CAISO System | Paired_Solar_Fixed | SOLAR | Desert Sunlight 250 | 0.24 | 1.6 | 3.98 | 5.55 | 7.33 | 15.85 | 17.3 | 14.83 | 12.25 | 7.52 | 4.72 | 1.32 | N | South | FC |  | Co-located with DSRTSN_2_DS2X2
GARLND_2_GASLR | CAISO System | Paired_Solar_Fixed | SOLAR | Garland B | 0.44 | 3.74 | 4.45 | 5.65 | 8.57 | 18.55 | 20.6 | 17.44 | 14.87 | 9.23 | 6.4 | 3.28 | N | South | FC |  | Co-located with GARLND_2_GARBT1, GARLND_2_GASLRA
TRNQLT_2_SOLAR | Fresno | Paired_Solar_Fixed | SOLAR | Tranquillity | 0.45 | 4.38 | 5.05 | 6.75 | 10.11 | 21.9 | 24.39 | 20.42 | 17.51 | 9.86 | 7.04 | 2.91 | N | North | FC |  | Co-located with TRNQLT_2_RETBT1
GENESI_2_STG | CAISO System | Paired_Solar_Fixed | SOLAR | Genesis Station | 0.3 | 4.48 | 6.12 | 8.53 | 12.8 | 26.02 | 28.21 | 23.89 | 20.48 | 12.88 | 8.4 | 2.46 | N | South | FC |  | Co-located with BLKCRK_2_SOLAR1, BLKCRK_2_GMCBT1
AGRICO_6_PL3N5 | Fresno | PEAKER | PEAKER | Fresno Peaker | 22.69 | 22.69 | 22.69 | 22.69 | 22.69 | 22.69 | 22.69 | 22.69 | 22.69 | 22.69 | 22.69 | 22.69 | Y | North | FC
ALMEGT_1_UNIT 1 | Bay Area | PEAKER | PEAKER | ALAMEDA GT UNIT 1 | 23.4 | 23.4 | 23.4 | 23.4 | 23.4 | 23.4 | 23.4 | 23.4 | 23.4 | 23.4 | 23.4 | 23.4 | Y | North | FC
ALMEGT_1_UNIT 2 | Bay Area | PEAKER | PEAKER | ALAMEDA GT UNIT 2 | 23.5 | 23.5 | 23.5 | 23.5 | 23.5 | 23.5 | 23.5 | 23.5 | 23.5 | 23.5 | 23.5 | 23.5 | Y | North | FC
ANAHM_2_CANYN1 | LA Basin | PEAKER | PEAKER | CANYON POWER PLANT UNIT 1 | 49.21 | 49.21 | 49.21 | 49.21 | 49.21 | 49.21 | 49.21 | 49.21 | 49.21 | 49.21 | 49.21 | 49.21 | Y | South | FC
ANAHM_2_CANYN2 | LA Basin | PEAKER | PEAKER | CANYON POWER PLANT UNIT 2 | 48.04 | 48.04 | 48.04 | 48.04 | 48.04 | 48.04 | 48.04 | 48.04 | 48.04 | 48.04 | 48.04 | 48.04 | Y | South | FC
ANAHM_2_CANYN3 | LA Basin | PEAKER | PEAKER | CANYON POWER PLANT UNIT 3 | 46.49 | 46.49 | 46.49 | 46.49 | 46.49 | 46.49 | 46.49 | 46.49 | 46.49 | 46.49 | 46.49 | 46.49 | Y | South | FC
ANAHM_2_CANYN4 | LA Basin | PEAKER | PEAKER | CANYON POWER PLANT UNIT 4 | 49.8 | 49.8 | 49.8 | 49.8 | 49.8 | 49.8 | 49.8 | 49.8 | 49.8 | 49.8 | 49.8 | 49.8 | Y | South | FC
BARRE_6_PEAKER | LA Basin | PEAKER | PEAKER | Barre Peaker | 49 | 49 | 49 | 49 | 49 | 49 | 49 | 49 | 49 | 49 | 49 | 49 | Y | South | FC
BASICE_2_UNITS | CAISO System | PEAKER | PEAKER | King City Cogen | 120 | 120 | 120 | 120 | 120 | 120 | 120 | 120 | 120 | 120 | 120 | 120 | Y | North | FC
BDGRCK_1_UNITS | Kern | PEAKER | PEAKER | BADGER CREEK LIMITED | 48.08 | 48.08 | 48.08 | 48.08 | 48.08 | 48.08 | 48.08 | 48.08 | 48.08 | 48.08 | 48.08 | 48.08 | Y | North | FC
BEARMT_1_UNIT | Kern | PEAKER | PEAKER | Bear Mountain Limited | 49.21 | 49.21 | 49.21 | 49.21 | 49.21 | 49.21 | 49.21 | 49.21 | 49.21 | 49.21 | 49.21 | 49.21 | Y | North | FC
BOGUE_1_UNITA1 | Sierra | PEAKER | PEAKER | Feather River Energy Center, Unit #1 | 47.38 | 47.38 | 47.38 | 47.38 | 47.38 | 47.38 | 47.38 | 47.38 | 47.38 | 47.38 | 47.38 | 47.38 | Y | North | FC
BORDER_6_UNITA1 | San Diego-IV | PEAKER | PEAKER | CalPeak Power Border Unit 1 | 51.25 | 51.25 | 51.25 | 51.25 | 51.25 | 51.25 | 51.25 | 51.25 | 51.25 | 51.25 | 51.25 | 51.25 | Y | South | FC
CARLS1_2_CARCT1 | San Diego-IV | PEAKER | PEAKER | Carlsbad 1 | 422 | 422 | 422 | 422 | 422 | 422 | 422 | 422 | 422 | 422 | 422 | 422 | Y | South | FC
CARLS2_1_CARCT1 | San Diego-IV | PEAKER | PEAKER | Carlsbad 2 | 105.5 | 105.5 | 105.5 | 105.5 | 105.5 | 105.5 | 105.5 | 105.5 | 105.5 | 105.5 | 105.5 | 105.5 | Y | South | FC
CENTER_6_PEAKER | LA Basin | PEAKER | PEAKER | Center Peaker | 47.3 | 47.3 | 47.3 | 47.3 | 47.3 | 47.3 | 47.3 | 47.3 | 47.3 | 47.3 | 47.3 | 47.3 | Y | South | FC
CENTRY_6_PL1X4 | LA Basin | PEAKER | PEAKER | CENTURY GENERATING PLANT (AGGREGATE) | 40 | 40 | 40 | 40 | 40 | 40 | 40 | 40 | 40 | 40 | 40 | 40 | Y | South | FC
CHALK_1_UNIT | CAISO System | PEAKER | PEAKER | CHALK CLIFF LIMITED | 48.67 | 48.67 | 48.67 | 48.67 | 48.67 | 48.67 | 48.67 | 48.67 | 48.67 | 48.67 | 48.67 | 48.67 | Y | North | FC
COCOPP_2_CTG1 | Bay Area | PEAKER | PEAKER | Marsh Landing 1 | 203.08 | 202.82 | 202.21 | 199.04 | 197.87 | 194.63 | 193.62 | 193.09 | 194.72 | 198.97 | 200.43 | 203.72 | Y | North | FC
COCOPP_2_CTG2 | Bay Area | PEAKER | PEAKER | Marsh Landing 2 | 202.25 | 201.68 | 201.36 | 198.21 | 197.04 | 193.81 | 192.86 | 192.32 | 193.95 | 198.13 | 199.65 | 202.7 | Y | North | FC
COCOPP_2_CTG3 | Bay Area | PEAKER | PEAKER | Marsh Landing 3 | 201.79 | 201.31 | 200.92 | 197.81 | 196.72 | 193.1 | 192.03 | 191.57 | 193.18 | 197.81 | 199.11 | 202.45 | Y | North | FC
COCOPP_2_CTG4 | Bay Area | PEAKER | PEAKER | Marsh Landing 4 | 203.72 | 203.2 | 202.81 | 199.67 | 198.47 | 194.44 | 193.36 | 192.89 | 194.53 | 199.67 | 200.98 | 204.2 | Y | North | FC
COLTON_6_AGUAM1 | LA Basin | PEAKER | PEAKER | AGUA MANSA UNIT 1 (CITY OF COLTON) | 43 | 43 | 43 | 43 | 43 | 43 | 43 | 43 | 43 | 43 | 43 | 43 | Y | South | FC
CSCGNR_1_UNIT 1 | Bay Area | PEAKER | PEAKER | GIANERA PEAKER UNIT 1 | 24 | 24 | 24 | 24 | 24 | 24 | 24 | 24 | 24 | 24 | 24 | 24 | Y | North | FC
CSCGNR_1_UNIT 2 | Bay Area | PEAKER | PEAKER | GIANERA PEAKER UNIT 2 | 24 | 24 | 24 | 24 | 24 | 24 | 24 | 24 | 24 | 24 | 24 | 24 | Y | North | FC
DOUBLC_1_UNITS | Kern | PEAKER | PEAKER | DOUBLE "C" LIMITED | 52.23 | 52.23 | 52.23 | 52.23 | 52.23 | 52.23 | 52.23 | 52.23 | 52.23 | 52.23 | 52.23 | 52.23 | Y | North | FC
DREWS_6_PL1X4 | LA Basin | PEAKER | PEAKER | Drews Generating Plant | 40 | 40 | 40 | 40 | 40 | 40 | 40 | 40 | 40 | 40 | 40 | 40 | Y | South | FC
ELCAJN_6_LM6K | San Diego-IV | PEAKER | PEAKER | El Cajon Energy Center | 48.1 | 48.1 | 48.1 | 48.1 | 48.1 | 48.1 | 48.1 | 48.1 | 48.1 | 48.1 | 48.1 | 48.1 | Y | South | FC
ELCAJN_6_UNITA1 | San Diego-IV | PEAKER | PEAKER | Cuyamaca Peak Energy Plant | 45.42 | 45.42 | 45.42 | 45.42 | 45.42 | 45.42 | 45.42 | 45.42 | 45.42 | 45.42 | 45.42 | 45.42 | Y | South | FC
ESCNDO_6_PL1X2 | San Diego-IV | PEAKER | PEAKER | MMC Escondido Aggregate | 48.71 | 48.71 | 48.71 | 48.71 | 48.71 | 48.71 | 48.71 | 48.71 | 48.71 | 48.71 | 48.71 | 48.71 | Y | South | FC
ESCNDO_6_UNITB1 | San Diego-IV | PEAKER | PEAKER | CalPeak Power Enterprise Unit 1 | 48.04 | 48.04 | 48.04 | 48.04 | 48.04 | 48.04 | 48.04 | 48.04 | 48.04 | 48.04 | 48.04 | 48.04 | Y | South | FC
ESCO_6_GLMQF | San Diego-IV | PEAKER | PEAKER | Goal Line Cogen | 49.9 | 49.9 | 49.9 | 49.9 | 49.9 | 49.9 | 49.9 | 49.9 | 49.9 | 49.9 | 49.9 | 49.9 | Y | South | FC
ETIWND_2_UNIT1 | LA Basin | PEAKER | PEAKER | ETIWND_2_UNIT1 | 33.6 | 33.6 | 33.6 | 33.6 | 33.6 | 33.6 | 33.6 | 33.6 | 33.6 | 33.6 | 33.6 | 33.6 | Y | South | FC
ETIWND_6_GRPLND | LA Basin | PEAKER | PEAKER | Grapeland Peaker | 45.64 | 45.64 | 45.64 | 45.64 | 45.64 | 45.64 | 45.64 | 45.64 | 45.64 | 45.64 | 45.64 | 45.64 | Y | South | FC
GILRPP_1_PL1X2 | Bay Area | PEAKER | PEAKER | GILROY ENERGY CENTER UNITS 1&2 AGGREGATE | 95.2 | 95.2 | 95.2 | 95.2 | 95.2 | 95.2 | 95.2 | 95.2 | 95.2 | 95.2 | 95.2 | 95.2 | Y | North | FC
GILRPP_1_PL3X4 | Bay Area | PEAKER | PEAKER | GILROY ENERGY CENTER, UNIT #3 | 46.2 | 46.2 | 46.2 | 46.2 | 46.2 | 46.2 | 46.2 | 46.2 | 46.2 | 46.2 | 46.2 | 46.2 | Y | North | FC
GLNARM_2_UNIT 5 | LA Basin | PEAKER | PEAKER | Glenarm Turbine 5 | 65 | 65 | 65 | 65 | 65 | 65 | 65 | 65 | 65 | 65 | 65 | 65 | Y | South | PD | 65.00
GLNARM_7_UNIT 1 | LA Basin | PEAKER | PEAKER | GLEN ARM UNIT 1 | 22.13 | 22.13 | 22.13 | 22.13 | 22.13 | 22.13 | 22.13 | 22.13 | 22.13 | 22.13 | 22.13 | 22.13 | Y | South | FC
GLNARM_7_UNIT 2 | LA Basin | PEAKER | PEAKER | GLEN ARM UNIT 2 | 22.38 | 22.38 | 22.38 | 22.38 | 22.38 | 22.38 | 22.38 | 22.38 | 22.38 | 22.38 | 22.38 | 22.38 | Y | South | FC
GLNARM_7_UNIT 3 | LA Basin | PEAKER | PEAKER | GLEN ARM UNIT 3 | 44.83 | 44.83 | 44.83 | 44.83 | 44.83 | 44.83 | 44.83 | 44.83 | 44.83 | 44.83 | 44.83 | 44.83 | Y | South | FC
GLNARM_7_UNIT 4 | LA Basin | PEAKER | PEAKER | GLEN ARM UNIT 4 | 42.42 | 42.42 | 42.42 | 42.42 | 42.42 | 42.42 | 42.42 | 42.42 | 42.42 | 42.42 | 42.42 | 42.42 | Y | South | FC
GOLETA_6_ELLWOD | Big Creek-Ventura | PEAKER | PEAKER | ELLWOOD ENERGY SUPPORT FACILITY | 54 | 54 | 54 | 54 | 54 | 54 | 54 | 54 | 54 | 54 | 54 | 54 | Y | South | FC
GWFPWR_1_UNITS | Fresno | PEAKER | PEAKER | Hanford Peaker Plant | 98.46 | 98.46 | 98.46 | 98.46 | 98.46 | 98.46 | 98.46 | 98.46 | 98.46 | 98.46 | 98.46 | 98.46 | Y | North | FC
HENRTA_6_UNITA1 | Fresno | PEAKER | PEAKER | GWF HENRIETTA PEAKER PLANT UNIT 1 | 49.98 | 49.98 | 49.98 | 49.98 | 49.98 | 49.98 | 49.98 | 49.98 | 49.98 | 49.98 | 49.98 | 49.98 | Y | North | FC
HENRTA_6_UNITA2 | Fresno | PEAKER | PEAKER | GWF HENRIETTA PEAKER PLANT UNIT 2 | 49.42 | 49.42 | 49.42 | 49.42 | 49.42 | 49.42 | 49.42 | 49.42 | 49.42 | 49.42 | 49.42 | 49.42 | Y | North | FC
HINSON_6_LBECH1 | LA Basin | PEAKER | PEAKER | Long Beach Unit 1 | 63 | 63 | 63 | 63 | 63 | 63 | 63 | 63 | 63 | 63 | 63 | 63 | Y | South | FC
HINSON_6_LBECH2 | LA Basin | PEAKER | PEAKER | Long Beach Unit 2 | 63 | 63 | 63 | 63 | 63 | 63 | 63 | 63 | 63 | 63 | 63 | 63 | Y | South | FC
HINSON_6_LBECH3 | LA Basin | PEAKER | PEAKER | Long Beach Unit 3 | 63 | 63 | 63 | 63 | 63 | 63 | 63 | 63 | 63 | 63 | 63 | 63 | Y | South | FC
HINSON_6_LBECH4 | LA Basin | PEAKER | PEAKER | Long Beach Unit 4 | 63 | 63 | 63 | 63 | 63 | 63 | 63 | 63 | 63 | 63 | 63 | 63 | Y | South | FC
INDIGO_1_UNIT 1 | LA Basin | PEAKER | PEAKER | INDIGO PEAKER UNIT 1 | 45.3 | 45.3 | 45.3 | 45.3 | 45.3 | 45.3 | 45.3 | 45.3 | 45.3 | 45.3 | 45.3 | 45.3 | Y | South | FC
INDIGO_1_UNIT 2 | LA Basin | PEAKER | PEAKER | INDIGO PEAKER UNIT 2 | 45.3 | 45.3 | 45.3 | 45.3 | 45.3 | 45.3 | 45.3 | 45.3 | 45.3 | 45.3 | 45.3 | 45.3 | Y | South | FC
INDIGO_1_UNIT 3 | LA Basin | PEAKER | PEAKER | INDIGO PEAKER UNIT 3 | 45.3 | 45.3 | 45.3 | 45.3 | 45.3 | 45.3 | 45.3 | 45.3 | 45.3 | 45.3 | 45.3 | 45.3 | Y | South | FC
KELSO_2_UNITS | Bay Area | PEAKER | PEAKER | Mariposa Energy | 198.03 | 198.03 | 198.03 | 198.03 | 198.03 | 198.03 | 198.03 | 198.03 | 198.03 | 198.03 | 198.03 | 198.03 | Y | North | FC
KERNFT_1_UNITS | Kern | PEAKER | PEAKER | KERN FRONT LIMITED | 52.4 | 52.4 | 52.4 | 52.4 | 52.4 | 52.4 | 52.4 | 52.4 | 52.4 | 52.4 | 52.4 | 52.4 | Y | North | FC
KERNRG_1_UNITS | CAISO System | PEAKER | PEAKER | South Belridge Cogen Facility | 0.87 | 0.44 | 0.21 | 0.87 | 0.79 | 0.79 | 0.68 | 0.62 | 0.46 | 0.46 | 0.84 | 0.98 | N | North | FC
KINGCO_1_KINGBR | Fresno | PEAKER | PEAKER | Kingsburg Cogen | 34.5 | 34.5 | 34.5 | 34.5 | 34.5 | 34.5 | 34.5 | 34.5 | 34.5 | 34.5 | 34.5 | 34.5 | Y | North | FC
KNGCTY_6_UNITA1 | CAISO System | PEAKER | PEAKER | King City Energy Center, Unit 1 | 44.6 | 44.6 | 44.6 | 44.6 | 44.6 | 44.6 | 44.6 | 44.6 | 44.6 | 44.6 | 44.6 | 44.6 | Y | North | FC
LARKSP_6_UNIT 1 | San Diego-IV | PEAKER | PEAKER | LARKSPUR PEAKER UNIT 1 | 49 | 49 | 49 | 49 | 49 | 49 | 49 | 49 | 49 | 49 | 49 | 49 | Y | South | FC
LARKSP_6_UNIT 2 | San Diego-IV | PEAKER | PEAKER | LARKSPUR PEAKER UNIT 2 | 49 | 49 | 49 | 49 | 49 | 49 | 49 | 49 | 49 | 49 | 49 | 49 | Y | South | FC
LIVOAK_1_UNIT 1 | Kern | PEAKER | PEAKER | LIVE OAK LIMITED | 49.7 | 49.7 | 49.7 | 49.7 | 49.7 | 49.7 | 49.7 | 49.7 | 49.7 | 49.7 | 49.7 | 49.7 | Y | North | FC
LMBEPK_2_UNITA1 | Bay Area | PEAKER | PEAKER | Lambie Energy Center, Unit #1 | 47.5 | 47.5 | 47.5 | 47.5 | 47.5 | 47.5 | 47.5 | 47.5 | 47.5 | 47.5 | 47.5 | 47.5 | Y | North | FC
LMBEPK_2_UNITA2 | Bay Area | PEAKER | PEAKER | Creed Energy Center, Unit #1 | 47.6 | 47.6 | 47.6 | 47.6 | 47.6 | 47.6 | 47.6 | 47.6 | 47.6 | 47.6 | 47.6 | 47.6 | Y | North | FC
LMBEPK_2_UNITA3 | Bay Area | PEAKER | PEAKER | Goose Haven Energy Center, Unit #1 | 47.75 | 47.75 | 47.75 | 47.75 | 47.75 | 47.75 | 47.75 | 47.75 | 47.75 | 47.75 | 47.75 | 47.75 | Y | North | FC
MALAGA_1_PL1X2 | Fresno | PEAKER | PEAKER | Malaga Power Aggregate | 96.61 | 96.61 | 96.61 | 96.61 | 96.61 | 96.61 | 96.61 | 96.61 | 96.61 | 96.61 | 96.61 | 96.61 | Y | North | FC
MIRLOM_6_PEAKER | LA Basin | PEAKER | PEAKER | Mira Loma Peaker | 47.18 | 47.18 | 47.18 | 47.18 | 47.18 | 47.18 | 47.18 | 47.18 | 47.18 | 47.18 | 47.18 | 47.18 | Y | South | FC
MKTRCK_1_UNIT 1 | CAISO System | PEAKER | PEAKER | MCKITTRICK LIMITED | 47.72 | 47.72 | 47.72 | 47.72 | 47.72 | 47.72 | 47.72 | 47.72 | 47.72 | 47.72 | 47.72 | 47.72 | Y | North | FC
MNDALY_6_MCGRTH | Big Creek-Ventura | PEAKER | PEAKER | McGrath Beach Peaker | 48.56 | 48.56 | 48.56 | 48.56 | 48.56 | 48.56 | 48.56 | 48.56 | 48.56 | 48.56 | 48.56 | 48.56 | Y | South | FC
MRGT_6_MEF2 | San Diego-IV | PEAKER | PEAKER | Miramar Energy Facility II | 44 | 44 | 44 | 44 | 44 | 44 | 44 | 44 | 44 | 44 | 44 | 44 | Y | South | FC
MRGT_6_MMAREF | San Diego-IV | PEAKER | PEAKER | Miramar Energy Facility | 45 | 45 | 45 | 45 | 45 | 45 | 45 | 45 | 45 | 45 | 45 | 45 | Y | South | FC
OAK C_7_UNIT 1 | Bay Area | PEAKER | PEAKER | OAKLAND STATION C GT UNIT 1 | 55 | 55 | 55 | 55 | 55 | 55 | 55 | 55 | 55 | 55 | 55 | 55 | Y | North | FC
OAK C_7_UNIT 3 | Bay Area | PEAKER | PEAKER | OAKLAND STATION C GT UNIT 3 | 55 | 55 | 55 | 55 | 55 | 55 | 55 | 55 | 55 | 55 | 55 | 55 | Y | North | FC
OAK L_1_GTG1 | Bay Area | PEAKER | PEAKER | MWWTP PGS 2 - Turbine | 0 | 0 | 0 | 0 | 0 | 0 | 0 | 0 | 0 | 0 | 0 | 0 | N | North | EO
OGROVE_6_PL1X2 | San Diego-IV | PEAKER | PEAKER | Orange Grove Energy Center | 96 | 96 | 96 | 96 | 96 | 96 | 96 | 96 | 96 | 96 | 96 | 96 | Y | South | FC
OMAR_2_UNIT 1 | Big Creek-Ventura | PEAKER | PEAKER | KERN RIVER COGENERATION CO. UNIT 1 | 75 | 75 | 75 | 75 | 74.67 | 73.67 | 73 | 72.67 | 73.67 | 74.33 | 75 | 75 | Y | South | FC
OMAR_2_UNIT 2 | Big Creek-Ventura | PEAKER | PEAKER | KERN RIVER COGENERATION CO. UNIT 2 | 75 | 75 | 75 | 75 | 74.67 | 73.67 | 73.33 | 73 | 73.67 | 74.67 | 75 | 75 | Y | South | FC
OMAR_2_UNIT 3 | Big Creek-Ventura | PEAKER | PEAKER | KERN RIVER COGENERATION CO. UNIT 3 | 75 | 75 | 75 | 75 | 73.67 | 73.67 | 73.33 | 73 | 73.67 | 75 | 75 | 75 | Y | South | FC
OTAY_6_PL1X2 | San Diego-IV | PEAKER | PEAKER | Chula Vista Energy Center, LLC | 37.2 | 37.2 | 37.2 | 37.2 | 37.2 | 37.2 | 37.2 | 37.2 | 37.2 | 37.2 | 37.2 | 37.2 | Y | South | PD | 37.20 | 2.8 MW expansion is EO
PALALT_7_COBUG | Bay Area | PEAKER | PEAKER | Cooperatively Owned Back Up Generator | 0 | 0 | 0 | 0 | 0 | 0 | 0 | 0 | 0 | 0 | 0 | 0 | N | North | FC
PIOPIC_2_CTG1 | San Diego-IV | PEAKER | PEAKER | Pio Pico Unit 1 | 111.3 | 111.3 | 111.3 | 111.3 | 111.3 | 111.3 | 111.3 | 111.3 | 111.3 | 111.3 | 111.3 | 111.3 | Y | South | FC
PIOPIC_2_CTG2 | San Diego-IV | PEAKER | PEAKER | Pio Pico Unit 2 | 112.7 | 112.7 | 112.7 | 112.7 | 112.7 | 112.7 | 112.7 | 112.7 | 112.7 | 112.7 | 112.7 | 112.7 | Y | South | FC
PIOPIC_2_CTG3 | San Diego-IV | PEAKER | PEAKER | Pio Pico Unit 3 | 112 | 112 | 112 | 112 | 112 | 112 | 112 | 112 | 112 | 112 | 112 | 112 | Y | South | FC
PNCHEG_2_PL1X4 | CAISO System | PEAKER | PEAKER | PANOCHE ENERGY CENTER (Aggregated) | 417 | 417 | 417 | 417 | 416 | 412 | 403 | 403 | 408 | 416 | 417 | 417 | Y | North | ID | 100% | 401 MW with FCDS priority. The rest C11 waiting for QC8RAS-08, Los Banos-Padre Flat 230 kV Reconductor, Dos Amigos-Panoche Reconductor and possibly other.
PNCHPP_1_PL1X2 | Fresno | PEAKER | PEAKER | Midway Peaking Aggregate | 119.91 | 119.91 | 119 | 117.54 | 119.91 | 119.91 | 119.91 | 119.91 | 119.91 | 119.91 | 119.91 | 119.91 | Y | North | FC
PNOCHE_1_PL1X2 | Fresno | PEAKER | PEAKER | Panoche Peaker | 49.97 | 49.97 | 49.97 | 49.97 | 49.97 | 49.97 | 49.97 | 49.97 | 49.97 | 49.97 | 49.97 | 49.97 | Y | North | FC
PNOCHE_1_UNITA1 | Fresno | PEAKER | PEAKER | CalPeak Power Panoche Unit 1 | 52.01 | 52.01 | 52.01 | 52.01 | 52.01 | 52.01 | 52.01 | 52.01 | 52.01 | 52.01 | 52.01 | 52.01 | Y | North | PD | 52.01
RVRVEW_1_UNITA1 | Bay Area | PEAKER | PEAKER | Riverview Energy Center (GP Antioch) | 47.6 | 47.6 | 47.6 | 47.6 | 47.6 | 47.6 | 47.6 | 47.6 | 47.6 | 47.6 | 47.6 | 47.6 | Y | North | FC
RVSIDE_2_RERCU3 | LA Basin | PEAKER | PEAKER | Riverside Energy Res. Ctr Unit 3 | 49 | 49 | 49 | 49 | 49 | 49 | 49 | 49 | 49 | 49 | 49 | 49 | Y | South | FC
RVSIDE_2_RERCU4 | LA Basin | PEAKER | PEAKER | Riverside Energy Res. Ctr Unit 4 | 49 | 49 | 49 | 49 | 49 | 49 | 49 | 49 | 49 | 49 | 49 | 49 | Y | South | FC
RVSIDE_6_RERCU1 | LA Basin | PEAKER | PEAKER | Riverside Energy Res. Ctr Unit 1 | 48.35 | 48.35 | 48.35 | 48.35 | 48.35 | 48.35 | 48.35 | 48.35 | 48.35 | 48.35 | 48.35 | 48.35 | Y | South | FC
RVSIDE_6_RERCU2 | LA Basin | PEAKER | PEAKER | Riverside Energy Res. Ctr Unit 2 | 48.5 | 48.5 | 48.5 | 48.5 | 48.5 | 48.5 | 48.5 | 48.5 | 48.5 | 48.5 | 48.5 | 48.5 | Y | South | FC
SENTNL_2_CTG1 | LA Basin | PEAKER | PEAKER | Sentinel Unit 1 | 107.68 | 107.68 | 107.68 | 107.68 | 107.68 | 107.68 | 107.68 | 107.68 | 107.68 | 107.68 | 107.68 | 107.68 | Y | South | FC
SENTNL_2_CTG2 | LA Basin | PEAKER | PEAKER | Sentinel Unit 2 | 103.98 | 103.98 | 103.98 | 103.98 | 103.98 | 103.98 | 103.98 | 103.98 | 103.98 | 103.98 | 103.98 | 103.98 | Y | South | FC
SENTNL_2_CTG3 | LA Basin | PEAKER | PEAKER | Sentinel Unit 3 | 105.69 | 105.69 | 105.69 | 105.69 | 105.69 | 105.69 | 105.69 | 105.69 | 105.69 | 105.69 | 105.69 | 105.69 | Y | South | FC
SENTNL_2_CTG4 | LA Basin | PEAKER | PEAKER | Sentinel Unit 4 | 106.55 | 106.55 | 106.55 | 106.55 | 106.55 | 106.55 | 106.55 | 106.55 | 106.55 | 106.55 | 106.55 | 106.55 | Y | South | FC
SENTNL_2_CTG5 | LA Basin | PEAKER | PEAKER | Sentinel Unit 5 | 107.52 | 107.52 | 107.52 | 107.52 | 107.52 | 107.52 | 107.52 | 107.52 | 107.52 | 107.52 | 107.52 | 107.52 | Y | South | FC
SENTNL_2_CTG6 | LA Basin | PEAKER | PEAKER | Sentinel Unit 6 | 105 | 105 | 105 | 105 | 105 | 105 | 105 | 105 | 105 | 105 | 105 | 105 | Y | South | FC
SENTNL_2_CTG7 | LA Basin | PEAKER | PEAKER | Sentinel Unit 7 | 106.73 | 106.73 | 106.73 | 106.73 | 106.73 | 106.73 | 106.73 | 106.73 | 106.73 | 106.73 | 106.73 | 106.73 | Y | South | FC
SENTNL_2_CTG8 | LA Basin | PEAKER | PEAKER | Sentinel Unit 8 | 106.85 | 106.85 | 106.85 | 106.85 | 106.85 | 106.85 | 106.85 | 106.85 | 106.85 | 106.85 | 106.85 | 106.85 | Y | South | FC
SIERRA_1_UNITS | Kern | PEAKER | PEAKER | HIGH SIERRA LIMITED | 52.43 | 52.43 | 52.43 | 52.43 | 52.43 | 52.43 | 52.43 | 52.43 | 52.43 | 52.43 | 52.43 | 52.43 | Y | North | FC
STANTN_2_STAGT1 | LA Basin | PEAKER | PEAKER | Stanton 1 | 49.65 | 49.65 | 49.65 | 49.65 | 49.65 | 49.65 | 49.65 | 49.65 | 49.65 | 49.65 | 49.65 | 49.65 | Y | South | FC
STANTN_2_STAGT2 | LA Basin | PEAKER | PEAKER | Stanton 2 | 49.65 | 49.65 | 49.65 | 49.65 | 49.65 | 49.65 | 49.65 | 49.65 | 49.65 | 49.65 | 49.65 | 49.65 | Y | South | FC
STIGCT_2_LODI | Sierra | PEAKER | PEAKER | LODI STIG UNIT | 49.5 | 49.5 | 49.5 | 49.5 | 49.5 | 49.5 | 49.5 | 49.5 | 49.5 | 49.5 | 49.5 | 49.5 | Y | North | FC
SYCAMR_2_UNIT 2 | Big Creek-Ventura | PEAKER | PEAKER | Sycamore Cogeneration Unit 2 | 76 | 76 | 76 | 76 | 76 | 76 | 76 | 76 | 76 | 76 | 76 | 76 | Y | South | FC
SYCAMR_2_UNIT 4 | Big Creek-Ventura | PEAKER | PEAKER | Sycamore Cogeneration Unit 4 | 76 | 76 | 76 | 76 | 76 | 76 | 76 | 76 | 76 | 76 | 76 | 76 | Y | South | FC
VACADX_1_UNITA1 | CAISO System | PEAKER | PEAKER | CalPeak Power Vaca Dixon Unit 1 | 50.61 | 50.61 | 50.61 | 50.61 | 50.61 | 50.61 | 50.61 | 50.61 | 50.61 | 50.61 | 50.61 | 50.61 | Y | North | PD | 50.61
VESTAL_2_WELLHD | Big Creek-Ventura | PEAKER | PEAKER | Wellhead Power Delano | 49 | 49 | 49 | 49 | 49 | 49 | 49 | 49 | 49 | 49 | 49 | 49 | Y | South | FC
WALCRK_2_CTG1 | LA Basin | PEAKER | PEAKER | Walnut Creek Energy Park Unit 1 | 96.43 | 96.43 | 96.43 | 96.43 | 96.43 | 100.1 | 100.1 | 100.1 | 100.1 | 100.1 | 100.1 | 100.1 | Y | South | FC
WALCRK_2_CTG2 | LA Basin | PEAKER | PEAKER | Walnut Creek Energy Park Unit 2 | 96.91 | 96.91 | 96.91 | 96.91 | 96.91 | 100.1 | 100.1 | 100.1 | 100.1 | 100.1 | 100.1 | 100.1 | Y | South | FC
WALCRK_2_CTG3 | LA Basin | PEAKER | PEAKER | Walnut Creek Energy Park Unit 3 | 96.65 | 96.65 | 96.65 | 96.65 | 96.65 | 100.1 | 100.1 | 100.1 | 100.1 | 100.1 | 100.1 | 100.1 | Y | South | FC
WALCRK_2_CTG4 | LA Basin | PEAKER | PEAKER | Walnut Creek Energy Park Unit 4 | 96.49 | 96.49 | 96.49 | 96.49 | 96.49 | 100.1 | 100.1 | 100.1 | 100.1 | 100.1 | 100.1 | 100.1 | Y | South | FC
WALCRK_2_CTG5 | LA Basin | PEAKER | PEAKER | Walnut Creek Energy Park Unit 5 | 96.65 | 96.65 | 96.65 | 96.65 | 96.65 | 100.1 | 100.1 | 100.1 | 100.1 | 100.1 | 100.1 | 100.1 | Y | South | FC
WOLFSK_1_UNITA1 | CAISO System | PEAKER | PEAKER | Wolfskill Energy Center | 46.9 | 46.9 | 46.9 | 46.9 | 46.9 | 46.9 | 46.9 | 46.9 | 46.9 | 46.9 | 46.9 | 46.9 | Y | North | FC
YUBACT_6_UNITA1 | Sierra | PEAKER | PEAKER | Yuba City Energy Center (Calpine) | 47.16 | 47.16 | 47.16 | 47.16 | 47.16 | 47.16 | 47.16 | 47.16 | 47.16 | 47.16 | 47.16 | 47.16 | Y | North | FC
EASTWD_7_UNIT | Big Creek-Ventura | Pumped Hydro | HYDRO | EASTWOOD PUMP-GEN | 199 | 199 | 199 | 199 | 199 | 199 | 199 | 199 | 199 | 199 | 199 | 199 | Y | South | FC
HELMPG_7_UNIT 1 | Fresno | Pumped Hydro | HYDRO | HELMS PUMP-GEN UNIT 1 | 407 | 407 | 407 | 407 | 407 | 407 | 407 | 407 | 407 | 407 | 407 | 407 | Y | North | FC
HELMPG_7_UNIT 2 | Fresno | Pumped Hydro | HYDRO | HELMS PUMP-GEN UNIT 2 | 407 | 407 | 407 | 407 | 407 | 407 | 407 | 407 | 407 | 407 | 407 | 407 | Y | North | FC
HELMPG_7_UNIT 3 | Fresno | Pumped Hydro | HYDRO | HELMS PUMP-GEN UNIT 3 | 404 | 404 | 404 | 404 | 404 | 404 | 404 | 404 | 404 | 404 | 404 | 404 | Y | North | FC
CHWCHL_1_UNIT | Fresno | Reciprocating Engine | PEAKER | CHOW 2 PEAKER PLANT | 48 | 48 | 48 | 48 | 48 | 48 | 48 | 48 | 48 | 48 | 48 | 48 | Y | North | FC
HUMBPP_1_UNITS3 | Humboldt | Reciprocating Engine | PEAKER | Humboldt Bay Generating Station 3 | 65.08 | 65.08 | 65.08 | 65.08 | 65.08 | 65.08 | 65.08 | 65.08 | 65.08 | 65.08 | 65.08 | 65.08 | Y | North | FC
HUMBPP_6_UNITS | Humboldt | Reciprocating Engine | PEAKER | Humboldt Bay Generating Station 1 | 97.62 | 97.62 | 97.62 | 97.62 | 97.62 | 97.62 | 97.62 | 97.62 | 97.62 | 97.62 | 97.62 | 97.62 | Y | North | FC
REDBLF_6_UNIT | CAISO System | Reciprocating Engine | PEAKER | RED BLUFF PEAKER PLANT | 44 | 44 | 44 | 44 | 44 | 44 | 44 | 44 | 44 | 44 | 44 | 44 | Y | North | FC
ADERA_1_SOLAR1 | Fresno | SOLAR | SOLAR | Adera Solar | 0 | 0 | 0 | 0 | 0 | 0 | 0 | 0 | 0 | 0 | 0 | 0 | N | North | EO
AGUCAL_5_SOLAR1 | CAISO System | SOLAR | SOLAR | Agua Caliente Solar | 0 | 0 | 0 | 0 | 0 | 0 | 0 | 0 | 0 | 0 | 0 | 0 | N | South | EO
ANZA_6_SOLAR1 | IID | SOLAR | SOLAR | Seville Solar One | 0.08 | 0.6 | 0.7 | 0.88 | 1.28 | 2.62 | 2.88 | 2.48 | 2.22 | 1.48 | 1.14 | 0.7
ARLINT_5_SCEDYN | AZPS | SOLAR | SOLAR | Arlington Valley CC | 565 | 565 | 565 | 565 | 565 | 565 | 565 | 565 | 565 | 565 | 565 | 565
ASTORA_2_SOLAR2 | CAISO System | SOLAR | SOLAR | Astoria 2 | 0.3 | 2.25 | 2.63 | 3.3 | 4.8 | 9.83 | 10.8 | 9.3 | 8.33 | 5.55 | 4.28 | 2.63 | N | South | FC
AVENAL_6_AVSLR1 | Fresno | SOLAR | SOLAR | Avenal Solar 1 | 0 | 0 | 0 | 0 | 0 | 0 | 0 | 0 | 0 | 0 | 0 | 0 | N | North | EO
AVENAL_6_AVSLR2 | Fresno | SOLAR | SOLAR | Avenal Solar 2 | 0 | 0 | 0 | 0 | 0 | 0 | 0 | 0 | 0 | 0 | 0 | 0 | N | North | EO
BAHIA_2_LKHSR1 | CAISO System | SOLAR | SOLAR | Lake Herman Solar | 0 | 0 | 0 | 0 | 0 | 0 | 0 | 0 | 0 | 0 | 0 | 0 | N | North | EO
BGSKYN_2_ASSR1B | Big Creek-Ventura | SOLAR | SOLAR | Antelope Solar 1B | 6.94 | 9.5 | 11.05 | 14.17 | 15.09 | 14.73 | 14.53 | 13.42 | 12.18 | 10.49 | 7.16 | 5.7 | N | South | ID | 100% | Waiting for Tehachapi CRAS. Co-located
BGSKYN_2_ASSR3A | Big Creek-Ventura | SOLAR | SOLAR | Antelope Solar 3A | 0.05 | 0.39 | 0.46 | 0.59 | 0.87 | 1.77 | 1.94 | 1.65 | 1.46 | 0.95 | 0.7 | 0.4 | N | South | ID | 100% | Waiting for Tehachapi CRAS. Co-located
BGSKYN_2_ASSR3B | Big Creek-Ventura | SOLAR | SOLAR | Antelope Solar 3B | 0.02 | 0.13 | 0.15 | 0.2 | 0.29 | 0.59 | 0.65 | 0.55 | 0.49 | 0.32 | 0.23 | 0.13 | N | South | ID | 100% | Waiting for Tehachapi CRAS. Co-located
BIGSKY_2_SOLAR1 | Big Creek-Ventura | SOLAR | SOLAR | Antelope Big Sky Ranch | 0.08 | 0.6 | 0.7 | 0.88 | 1.28 | 2.62 | 2.88 | 2.48 | 2.22 | 1.48 | 1.14 | 0.7 | N | South | FC |  | Co-located
BIGSKY_2_SOLAR3 | Big Creek-Ventura | SOLAR | SOLAR | Big Sky Summer | 0.08 | 0.6 | 0.7 | 0.88 | 1.28 | 2.62 | 2.88 | 2.48 | 2.22 | 1.48 | 1.14 | 0.7 | N | South | FC |  | Co-located
BIGSKY_2_SOLAR5 | Big Creek-Ventura | SOLAR | SOLAR | Big Sky Solar 2 | 0.02 | 0.13 | 0.15 | 0.2 | 0.29 | 0.59 | 0.65 | 0.55 | 0.49 | 0.32 | 0.23 | 0.13 | N | South | FC |  | Co-located
BIGSKY_2_SOLAR6 | Big Creek-Ventura | SOLAR | SOLAR | Solverde 1 | 0.28 | 2.2 | 2.59 | 3.35 | 4.91 | 10.03 | 10.97 | 9.37 | 8.25 | 5.39 | 3.99 | 2.26 | N | South | FC |  | Co-located
BIGSKY_2_SOLAR7 | Big Creek-Ventura | SOLAR | SOLAR | Big Sky Solar 1 | 0.2 | 1.5 | 1.75 | 2.2 | 3.2 | 6.55 | 7.2 | 6.2 | 5.55 | 3.7 | 2.85 | 1.75 | N | South | FC |  | Co-located
BLKCRK_2_SOLAR1 | CAISO System | SOLAR | SOLAR | McCoy Station | 0 | 0 | 0 | 0 | 0 | 0 | 0 | 0 | 0 | 0 | 0 | 0 | N | South | EO |  | Co-located with BLKCRK_2_GMCBT1, GENESI_2_STG
BLYTHE_1_SOLAR1 | CAISO System | SOLAR | SOLAR | Blythe Solar 1 Project | 0 | 0 | 0 | 0 | 0 | 0 | 0 | 0 | 0 | 0 | 0 | 0 | N | South | EO
BLYTHE_1_SOLAR2 | CAISO System | SOLAR | SOLAR | Blythe Green 1 | 0 | 0 | 0 | 0 | 0 | 0 | 0 | 0 | 0 | 0 | 0 | 0 | N | South | EO
CABALO_2_M2BSR1 | Fresno | SOLAR | SOLAR | Mustang 2 Barbaro Solar | 0.2 | 1.5 | 1.75 | 2.2 | 3.2 | 6.55 | 7.2 | 6.2 | 5.55 | 3.7 | 2.85 | 1.75 | N | North | ID | 100% | C7 - Waiting for Bellota-Warnerville 230 kV reconductoring and possibly other
CAMLOT_2_SOLAR1 | CAISO System | SOLAR | SOLAR | Camelot | 0.18 | 1.35 | 1.58 | 1.98 | 2.88 | 5.9 | 6.48 | 5.58 | 5 | 3.33 | 2.57 | 1.58 | N | South | FC
CAMLOT_2_SOLAR2 | CAISO System | SOLAR | SOLAR | Columbia Two | 0.06 | 0.45 | 0.53 | 0.66 | 0.96 | 1.97 | 2.16 | 1.86 | 1.67 | 1.11 | 0.86 | 0.53 | N | South | FC
CEDUCR_2_SOLAR1 | Big Creek-Ventura | SOLAR | SOLAR | Ducor Solar 1 | 0 | 0 | 0 | 0 | 0 | 0 | 0 | 0 | 0 | 0 | 0 | 0 | N | South | EO
CEDUCR_2_SOLAR2 | Big Creek-Ventura | SOLAR | SOLAR | Ducor Solar 2 | 0 | 0 | 0 | 0 | 0 | 0 | 0 | 0 | 0 | 0 | 0 | 0 | N | South | EO
CEDUCR_2_SOLAR3 | Big Creek-Ventura | SOLAR | SOLAR | Ducor Solar 3 | 0 | 0 | 0 | 0 | 0 | 0 | 0 | 0 | 0 | 0 | 0 | 0 | N | South | EO
CEDUCR_2_SOLAR4 | Big Creek-Ventura | SOLAR | SOLAR | Ducor Solar 4 | 0 | 0 | 0 | 0 | 0 | 0 | 0 | 0 | 0 | 0 | 0 | 0 | N | South | EO
CENT40_1_C40SR1 | Stockton | SOLAR | SOLAR | CENTRAL 40 | 0.16 | 1.2 | 1.4 | 1.76 | 2.56 | 5.24 | 5.76 | 4.96 | 4.44 | 2.96 | 2.28 | 1.4 | N | North | FC
CENTER_2_SOLAR1 | LA Basin | SOLAR | SOLAR | Pico Rivera | 0 | 0 | 0 | 0 | 0 | 0 | 0 | 0 | 0 | 0 | 0 | 0 | N | South | EO
CENTER_2_TECNG1 | LA Basin | SOLAR | SOLAR | TECHNICAST | 0 | 0 | 0 | 0 | 0 | 0 | 0 | 0 | 0 | 0 | 0 | 0 | N | South | EO
COCOSB_6_SOLAR | Bay Area | SOLAR | SOLAR | Oakley Solar Project | 0 | 0 | 0 | 0 | 0 | 0 | 0 | 0 | 0 | 0 | 0 | 0 | N | North | EO
CORONS_2_SOLAR | LA Basin | SOLAR | SOLAR | Master Development Corona | 0 | 0 | 0 | 0 | 0 | 0 | 0 | 0 | 0 | 0 | 0 | 0 | N | South | EO
CRWCKS_1_SOLAR1 | Stockton | SOLAR | SOLAR | Crow Creek Solar 1 | 0 | 0 | 0 | 0 | 0 | 0 | 0 | 0 | 0 | 0 | 0 | 0 | N | North | EO
DAIRLD_1_MD1SL1 | Fresno | SOLAR | SOLAR | Madera 1 | 0 | 0 | 0 | 0 | 0 | 0 | 0 | 0 | 0 | 0 | 0 | 0 | N | North | EO
DAIRLD_1_MD2BM1 | Fresno | SOLAR | SOLAR | Madera Digester Genset 2 | 0 | 0 | 0 | 0 | 0 | 0 | 0 | 0 | 0 | 0 | 0 | 0 | N | North | EO
DAVIS_1_SOLAR1 | Sierra | SOLAR | SOLAR | Grasslands 3 | 0 | 0 | 0 | 0 | 0 | 0 | 0 | 0 | 0 | 0 | 0 | 0 | N | North | EO
DAVIS_1_SOLAR2 | Sierra | SOLAR | SOLAR | Grasslands 4 | 0 | 0 | 0 | 0 | 0 | 0 | 0 | 0 | 0 | 0 | 0 | 0 | N | North | EO
DELAMO_2_SOLRC1 | LA Basin | SOLAR | SOLAR | Golden Springs Building C1 | 0 | 0 | 0 | 0 | 0 | 0 | 0 | 0 | 0 | 0 | 0 | 0 | N | South | EO
DELAMO_2_SOLRD | LA Basin | SOLAR | SOLAR | Golden Solar Building D | 0 | 0 | 0 | 0 | 0 | 0 | 0 | 0 | 0 | 0 | 0 | 0 | N | South | EO
DELSUR_6_CREST | Big Creek-Ventura | SOLAR | SOLAR | Delsur Aggregate Solar Resources | 0 | 0 | 0 | 0 | 0 | 0 | 0 | 0 | 0 | 0 | 0 | 0 | N | South | EO
DELSUR_6_SOLAR4 | Big Creek-Ventura | SOLAR | SOLAR | Radiance Solar 4 | 0 | 0 | 0 | 0 | 0 | 0 | 0 | 0 | 0 | 0 | 0 | 0 | N | South | EO
DELSUR_6_SOLAR5 | Big Creek-Ventura | SOLAR | SOLAR | Radiance Solar 5 | 0 | 0 | 0 | 0 | 0 | 0 | 0 | 0 | 0 | 0 | 0 | 0 | N | South | EO
DEVERS_1_SOLAR | LA Basin | SOLAR | SOLAR | Cascade Solar | 0 | 0 | 0 | 0 | 0 | 0 | 0 | 0 | 0 | 0 | 0 | 0 | N | South | EO
DEVERS_1_SOLAR1 | LA Basin | SOLAR | SOLAR | SEPV8 | 0 | 0 | 0 | 0 | 0 | 0 | 0 | 0 | 0 | 0 | 0 | 0 | N | South | EO
DEVERS_1_SOLAR2 | LA Basin | SOLAR | SOLAR | SEPV9 | 0 | 0 | 0 | 0 | 0 | 0 | 0 | 0 | 0 | 0 | 0 | 0 | N | South | EO
DEVERS_2_CS2SR4 | LA Basin | SOLAR | SOLAR | Caliente Solar 2 | 0 | 0 | 0 | 0 | 0 | 0 | 0 | 0 | 0 | 0 | 0 | 0 | N | South | EO
DRACKR_2_D4SR4B | CAISO System | SOLAR | SOLAR | Dracker Solar Unit 4B | 0.25 | 1.88 | 2.19 | 2.75 | 4 | 8.19 | 9 | 7.75 | 6.94 | 4.63 | 3.56 | 2.19 | N | South | FC
DRACKR_2_DS3SR3 | CAISO System | SOLAR | SOLAR | Dracker Solar Unit 3 | 0 | 0 | 0 | 0 | 0 | 0 | 0 | 0 | 0 | 0 | 0 | 0 | N | South | EO |  | Co-located with DRACKR_2_DSUBT3
DRACKR_2_SOLAR2 | CAISO System | SOLAR | SOLAR | Dracker Solar Unit 2 | 0 | 0 | 0 | 0 | 0 | 0 | 0 | 0 | 0 | 0 | 0 | 0 | N | South | EO |  | Co-located with DRACKR_2_DSUBT2
EEKTMN_6_SOLAR1 | Fresno | SOLAR | SOLAR | EE K Solar 1 | 0 | 0 | 0 | 0 | 0 | 0 | 0 | 0 | 0 | 0 | 0 | 0 | N | North | EO
ELCAP_1_SOLAR | Fresno | SOLAR | SOLAR | 2097 Helton | 0 | 0 | 0 | 0 | 0 | 0 | 0 | 0 | 0 | 0 | 0 | 0 | N | North | EO
ETIWND_2_CHMPNE | LA Basin | SOLAR | SOLAR | Champagne | 0 | 0 | 0 | 0 | 0 | 0 | 0 | 0 | 0 | 0 | 0 | 0 | N | South | EO
ETIWND_2_SOLAR1 | LA Basin | SOLAR | SOLAR | Dedeaux Ontario | 0 | 0.03 | 0.04 | 0.04 | 0.06 | 0.13 | 0.14 | 0.12 | 0.11 | 0.07 | 0.06 | 0.04 | N | South | FC
ETIWND_2_SOLAR2 | LA Basin | SOLAR | SOLAR | Rochester | 0 | 0 | 0 | 0 | 0 | 0 | 0 | 0 | 0 | 0 | 0 | 0 | N | South | EO
ETIWND_2_SOLAR5 | LA Basin | SOLAR | SOLAR | Dulles | 0 | 0 | 0 | 0 | 0 | 0 | 0 | 0 | 0 | 0 | 0 | 0 | N | South | EO
FRESHW_1_SOLAR1 | Fresno | SOLAR | SOLAR | Corcoran 3 | 0 | 0 | 0 | 0 | 0 | 0 | 0 | 0 | 0 | 0 | 0 | 0 | N | North | EO
GARNET_1_SOLAR | LA Basin | SOLAR | SOLAR | North Palm Springs 4A | 0 | 0 | 0 | 0 | 0 | 0 | 0 | 0 | 0 | 0 | 0 | 0 | N | South | EO
GASKW1_2_GW2SR1 | CAISO System | SOLAR | SOLAR | Gaskell West 2a | 0.04 | 0.35 | 0.42 | 0.56 | 0.83 | 1.71 | 1.86 | 1.58 | 1.37 | 0.88 | 0.62 | 0.31 | N | South | ID | 100% | Waiting for the Whirlwind and Tehachapi CRAS. Co-located with GASKW1_2_GW2SR2, GASKW1_2_GW2BT1
GASKW1_2_GW2SR2 | CAISO System | SOLAR | SOLAR | Gaskell West 2b | 0.07 | 0.64 | 0.76 | 1.01 | 1.51 | 3.09 | 3.37 | 2.86 | 2.49 | 1.59 | 1.13 | 0.57 | N | South | ID | 100% | Waiting for the Whirlwind and Tehachapi CRAS. Co-located with GASKW1_2_GW2SR1, GASKW1_2_GW2BT1
GIFFEN_6_SOLAR1 | Fresno | SOLAR | SOLAR | Aspiration Solar G | 0 | 0 | 0 | 0 | 0 | 0 | 0 | 0 | 0 | 0 | 0 | 0 | N | North | EO
GLOW_6_SOLAR | Big Creek-Ventura | SOLAR | SOLAR | Antelope Power Plant | 0 | 0 | 0 | 0 | 0 | 0 | 0 | 0 | 0 | 0 | 0 | 0 | N | South | EO
GRIDLY_6_SOLAR | Sierra | SOLAR | SOLAR | GRIDLEY MAIN TWO | 0 | 0 | 0 | 0 | 0 | 0 | 0 | 0 | 0 | 0 | 0 | 0 | N | North | EO
HARDWK_6_STWBM1 | Fresno | SOLAR | SOLAR | Still Water Ranch Dairy | 0 | 0 | 0 | 0 | 0 | 0 | 0 | 0 | 0 | 0 | 0 | 0 | Y | North | EO
HENRTA_6_SOLAR2 | Fresno | SOLAR | SOLAR | Westside Solar Power PV1 | 0 | 0 | 0 | 0 | 0 | 0 | 0 | 0 | 0 | 0 | 0 | 0 | N | North | EO
HERDLN_6_BYHSR1 | CAISO System | SOLAR | SOLAR | Byron Highway Solar | 0 | 0 | 0 | 0 | 0 | 0 | 0 | 0 | 0 | 0 | 0 | 0 | N | North | EO
HOLSTR_1_SOLAR | CAISO System | SOLAR | SOLAR | San Benito Smart Park | 0 | 0 | 0 | 0 | 0 | 0 | 0 | 0 | 0 | 0 | 0 | 0 | N | North | EO
KERMAN_6_SOLAR1 | Fresno | SOLAR | SOLAR | Fresno Solar South | 0 | 0 | 0 | 0 | 0 | 0 | 0 | 0 | 0 | 0 | 0 | 0 | N | North | EO
KERMAN_6_SOLAR2 | Fresno | SOLAR | SOLAR | Fresno Solar West | 0 | 0 | 0 | 0 | 0 | 0 | 0 | 0 | 0 | 0 | 0 | 0 | N | North | EO
KERNEY_6_FCSSR1 | Fresno | SOLAR | SOLAR | Fresno Community Solar | SEP: 0; OCT: 0; NOV: 0; DEC: 0 | N | North | EO
KNGBRD_2_SOLAR1 | CAISO System | SOLAR | SOLAR | Kingbird Solar A | 0.08 | 0.6 | 0.7 | 0.88 | 1.28 | 2.62 | 2.88 | 2.48 | 2.22 | 1.48 | 1.14 | 0.7 | N | South | FC
KNGBRD_2_SOLAR2 | CAISO System | SOLAR | SOLAR | Kingbird Solar B | 0.08 | 0.6 | 0.7 | 0.88 | 1.28 | 2.62 | 2.88 | 2.48 | 2.22 | 1.48 | 1.14 | 0.7 | N | South | FC
LAMONT_1_SOLAR4 | Kern | SOLAR | SOLAR | Hayworth Solar Farm | 0.11 | 0.8 | 0.93 | 1.17 | 1.71 | 3.49 | 3.84 | 3.31 | 2.96 | 1.97 | 1.52 | 0.93 | N | North | FC
LITLRK_6_SEPV01 | Big Creek-Ventura | SOLAR | SOLAR | Gestamp Solar 1 | 0 | 0 | 0 | 0 | 0 | 0 | 0 | 0 | 0 | 0 | 0 | 0 | N | South | EO
LNCSTR_6_CREST | Big Creek-Ventura | SOLAR | SOLAR | Lanacaster Aggregate Solar Resources | 0 | 0 | 0 | 0 | 0 | 0 | 0 | 0 | 0 | 0 | 0 | 0 | N | South | EO
MANTEC_1_ML1SR1 | Stockton | SOLAR | SOLAR | Manteca Land 1 | 0 | 0 | 0 | 0 | 0 | 0 | 0 | 0 | 0 | 0 | 0 | 0 | N | North | EO
MARTIN_1_SUNSET | Bay Area | SOLAR | SOLAR | Sunset Reservoir - North Basin | 0.02 | 0.14 | 0.16 | 0.2 | 0.29 | 0.59 | 0.65 | 0.56 | 0.5 | 0.33 | 0.26 | 0.16 | N | North | FC
MERCED_1_SOLAR1 | Fresno | SOLAR | SOLAR | Mission Solar | 0 | 0 | 0 | 0 | 0 | 0 | 0 | 0 | 0 | 0 | 0 | 0 | N | North | EO
MERCED_1_SOLAR2 | Fresno | SOLAR | SOLAR | Merced Solar | 0 | 0 | 0 | 0 | 0 | 0 | 0 | 0 | 0 | 0 | 0 | 0 | N | North | EO
MIDWY3_2_MDSSR1 | IID | SOLAR | SOLAR | Midway South Solar Farm | 0.08 | 0.6 | 0.7 | 0.88 | 1.28 | 2.62 | 2.88 | 2.48 | 2.22 | 1.48 | 1.14 | 0.7
MIDWYS_2_MIDSL1 | IID | SOLAR | SOLAR | Midway Solar Farm | 0.2 | 1.5 | 1.75 | 2.2 | 3.2 | 6.55 | 7.2 | 6.2 | 5.55 | 3.7 | 2.85 | 1.75
MIRLOM_2_CREST | LA Basin | SOLAR | SOLAR | Temescal Canyon RV | 0 | 0 | 0 | 0 | 0 | 0 | 0 | 0 | 0 | 0 | 0 | 0 | N | South | EO
MNDOTA_1_SOLAR2 | Fresno | SOLAR | SOLAR | Citizen Solar B | 0 | 0 | 0 | 0 | 0 | 0 | 0 | 0 | 0 | 0 | 0 | 0 | N | North | EO
MSTANG_2_SOLAR | Fresno | SOLAR | SOLAR | Mustang | 0 | 0 | 0 | 0 | 0 | 0 | 0 | 0 | 0 | 0 | 0 | 0 | N | North | EO
OASIS_6_SOLAR1 | Big Creek-Ventura | SOLAR | SOLAR | Morgan Lancaster I | 0 | 0 | 0 | 0 | 0 | 0 | 0 | 0 | 0 | 0 | 0 | 0 | N | South | EO
OASIS_6_SOLAR3 | Big Creek-Ventura | SOLAR | SOLAR | Soccer Center | 0 | 0 | 0 | 0 | 0 | 0 | 0 | 0 | 0 | 0 | 0 | 0 | N | South | EO
OROLOM_1_SOLAR1 | Fresno | SOLAR | SOLAR | Oro Loma Solar 1 | 0 | 0 | 0 | 0 | 0 | 0 | 0 | 0 | 0 | 0 | 0 | 0 | N | North | EO
OROLOM_1_SOLAR2 | Fresno | SOLAR | SOLAR | Oro Loma Solar 2 | 0 | 0 | 0 | 0 | 0 | 0 | 0 | 0 | 0 | 0 | 0 | 0 | N | North | EO
PADUA_2_SOLAR1 | LA Basin | SOLAR | SOLAR | Kona Solar - Rancho DC #1 | 0 | 0 | 0 | 0 | 0 | 0 | 0 | 0 | 0 | 0 | 0 | 0 | N | South | EO
PAIGES_6_SOLAR | Fresno | SOLAR | SOLAR | Paige Solar | 0 | 0 | 0 | 0 | 0 | 0 | 0 | 0 | 0 | 0 | 0 | 0 | N | North | EO
PBLOSM_2_SOLAR | CAISO System | SOLAR | SOLAR | PearBlossom | 0.04 | 0.29 | 0.33 | 0.42 | 0.61 | 1.24 | 1.37 | 1.18 | 1.05 | 0.7 | 0.54 | 0.33 | N | South | FC
PLAINV_6_BSOLAR | Big Creek-Ventura | SOLAR | SOLAR | Western Antelope Blue Sky Ranch A | 0 | 0 | 0 | 0 | 0 | 0 | 0 | 0 | 0 | 0 | 0 | 0 | N | South | EO
PLAINV_6_NLRSR1 | Big Creek-Ventura | SOLAR | SOLAR | North Lancaster Ranch | 0 | 0 | 0 | 0 | 0 | 0 | 0 | 0 | 0 | 0 | 0 | 0 | N | South | EO
PLAINV_6_SOLAR3 | Big Creek-Ventura | SOLAR | SOLAR | Sierra Solar Greenworks LLC | 0 | 0 | 0 | 0 | 0 | 0 | 0 | 0 | 0 | 0 | 0 | 0 | N | South | EO
PLAINV_6_SOLARC | Big Creek-Ventura | SOLAR | SOLAR | Central Antelope Dry Ranch C | 0 | 0 | 0 | 0 | 0 | 0 | 0 | 0 | 0 | 0 | 0 | 0 | N | South | EO
PROXSR_2_PROSR1 | CAISO System | SOLAR | SOLAR | Proxima Solar | JUL: 0.98; AUG: 0.82; SEP: 0.69; OCT: 0.42; NOV: 0.26; DEC: 0.09 | N | North | PD | 8.45% | Co-located with PROXSR_2_PS2BT3.
RECTOR_2_CREST | Big Creek-Ventura | SOLAR | SOLAR | Rector Aggregate Solar Resources | 0 | 0 | 0 | 0 | 0 | 0 | 0 | 0 | 0 | 0 | 0 | 0 | N | South | EO
RECTOR_2_IVANPV | Big Creek-Ventura | SOLAR | SOLAR | Ivanhoe Tulare PV | 0 | 0 | 0 | 0 | 0 | 0 | 0 | 0 | 0 | 0 | 0 | 0 | N | South | EO
REEDLY_6_SOLAR | Fresno | SOLAR | SOLAR | Terzian | 0 | 0 | 0 | 0 | 0 | 0 | 0 | 0 | 0 | 0 | 0 | 0 | N | North | EO
RSMSLR_6_SOLAR1 | Big Creek-Ventura | SOLAR | SOLAR | Rosamond One | 0.08 | 0.6 | 0.7 | 0.88 | 1.28 | 2.62 | 2.88 | 2.48 | 2.22 | 1.48 | 1.14 | 0.7 | N | South | FC
RVSIDE_6_SOLAR1 | LA Basin | SOLAR | SOLAR | Tequesquite Landfill Solar Project | 0.03 | 0.23 | 0.26 | 0.33 | 0.48 | 0.98 | 1.08 | 0.93 | 0.83 | 0.56 | 0.43 | 0.26 | N | South | FC
S_RITA_6_SOLAR1 | Fresno | SOLAR | SOLAR | Sun Harvest Solar | 0 | 0 | 0 | 0 | 0 | 0 | 0 | 0 | 0 | 0 | 0 | 0 | N | North | EO
SNDBAR_7_UNIT 1 | Stockton | SOLAR | SOLAR | SANDBAR | 8.92 | 4.25 | 0.68 | 6.47 | 6.64 | 6.6 | 5.42 | 3.57 | 3.19 | 0.7 | 5.81 | 12.69 | N | North | FC
SPRGVL_2_CREST | Big Creek-Ventura | SOLAR | SOLAR | Springerville Aggregate Solar Resources | 0 | 0 | 0 | 0 | 0 | 0 | 0 | 0 | 0 | 0 | 0 | 0 | N | South | EO
STROUD_6_WWHSR1 | Fresno | SOLAR | SOLAR | Winter Wheat Solar Farm | 0 | 0 | 0 | 0 | 0 | 0 | 0 | 0 | 0 | 0 | 0 | 0 | N | North | EO
TRNQL8_2_VERSR1 | Fresno | SOLAR | SOLAR | Tranquillity 8 Verde | 0.24 | 1.8 | 2.1 | 2.64 | 3.84 | 7.86 | 8.64 | 7.44 | 6.66 | 4.44 | 3.42 | 2.1 | N | North | ID | 100% | C7 Waiting for Bellota-Warnerville 230 kV reconductoring and possibly other
TX-ELK_6_ECKSR2 | CAISO System | SOLAR | SOLAR | Eagle Creek | 0 | 0 | 0 | 0 | 0 | 0 | 0 | 0 | 0 | 0 | 0 | 0 | N | North | EO
TX-ELK_6_SOLAR1 | CAISO System | SOLAR | SOLAR | Castor | 0 | 0 | 0 | 0 | 0 | 0 | 0 | 0 | 0 | 0 | 0 | 0 | N | North | EO
VALLEY_5_SOLAR1 | LA Basin | SOLAR | SOLAR | Kona Solar - Meridian #1 | 0 | 0 | 0 | 0 | 0 | 0 | 0 | 0 | 0 | 0 | 0 | 0 | N | South | EO
VALLEY_5_SOLAR2 | LA Basin | SOLAR | SOLAR | AP North Lake Solar | 0.08 | 0.6 | 0.7 | 0.88 | 1.28 | 2.62 | 2.88 | 2.48 | 2.22 | 1.48 | 1.14 | 0.7 | N | South | FC
VEAVST_1_SOLAR | CAISO System | SOLAR | SOLAR | Community Solar | 0 | 0 | 0 | 0 | 0 | 0 | 0 | 0 | 0 | 0 | 0 | 0 | N | South | EO
VEGA_6_SOLAR1 | Fresno | SOLAR | SOLAR | Vega Solar | 0 | 0 | 0 | 0 | 0 | 0 | 0 | 0 | 0 | 0 | 0 | 0 | N | North | EO
VESTAL_2_RTS042 | Big Creek-Ventura | SOLAR | SOLAR | SPVP042 Porterville Solar | 0 | 0 | 0 | 0 | 0 | 0 | 0 | 0 | 0 | 0 | 0 | 0 | N | South | EO
VICTOR_1_CREST | CAISO System | SOLAR | SOLAR | Victor Aggregate Solar Resources | 0 | 0 | 0 | 0 | 0 | 0 | 0 | 0 | 0 | 0 | 0 | 0 | N | South | EO
VICTOR_1_LVSLR1 | CAISO System | SOLAR | SOLAR | Lone Valley Solar Park 1 | 0 | 0 | 0 | 0 | 0 | 0 | 0 | 0 | 0 | 0 | 0 | 0 | N | South | EO
VICTOR_1_LVSLR2 | CAISO System | SOLAR | SOLAR | Lone Valley Solar Park 2 | 0 | 0 | 0 | 0 | 0 | 0 | 0 | 0 | 0 | 0 | 0 | 0 | N | South | EO
VICTOR_1_SLRHES | CAISO System | SOLAR | SOLAR | Sunedison - Hesperia | 0 | 0 | 0 | 0 | 0 | 0 | 0 | 0 | 0 | 0 | 0 | 0 | N | South | EO
VICTOR_1_SOLAR1 | CAISO System | SOLAR | SOLAR | Victor Phelan Solar One | 0 | 0 | 0 | 0 | 0 | 0 | 0 | 0 | 0 | 0 | 0 | 0 | N | South | EO
VICTOR_1_SOLAR2 | CAISO System | SOLAR | SOLAR | Alamo Solar | 0 | 0 | 0 | 0 | 0 | 0 | 0 | 0 | 0 | 0 | 0 | 0 | N | South | EO
VICTOR_1_SOLAR4 | CAISO System | SOLAR | SOLAR | Adelanto Solar | 0 | 0 | 0 | 0 | 0 | 0 | 0 | 0 | 0 | 0 | 0 | 0 | N | South | EO
VICTOR_1_VDRYFB | CAISO System | SOLAR | SOLAR | Victor Dry Farm Ranch B | 0 | 0 | 0 | 0 | 0 | 0 | 0 | 0 | 0 | 0 | 0 | 0 | N | South | EO
WALNUT_2_SOLAR | LA Basin | SOLAR | SOLAR | Industry MetroLink PV 1 | 0 | 0 | 0 | 0 | 0 | 0 | 0 | 0 | 0 | 0 | 0 | 0 | N | South | EO
WFRESN_1_SOLAR | Fresno | SOLAR | SOLAR | Joya Del Sol | 0 | 0 | 0 | 0 | 0 | 0 | 0 | 0 | 0 | 0 | 0 | 0 | N | North | EO
WHITNY_6_SOLAR | Fresno | SOLAR | SOLAR | Whitney Point Solar | 0 | 0 | 0 | 0 | 0 | 0 | 0 | 0 | 0 | 0 | 0 | 0 | N | North | EO
WISTER_2_WISSR1 | IID | SOLAR | SOLAR | Wister Solar | 0.08 | 0.6 | 0.7 | 0.88 | 1.28 | 2.62 | 2.88 | 2.48 | 2.22 | 1.48 | 1.14 | 0.7
YELPIN_2_YP2SR3 | CAISO System | SOLAR | SOLAR | Yellow Pine 2 B PV | JUL: 0; AUG: 0; SEP: 0; OCT: 0; NOV: 0; DEC: 0 | N | South | EO |  | Q1341 - Waiting for Lugo Victorville CRAS - Co-located with YELP_2_YP2BT3.
7STDRD_1_SOLAR1 | Kern | Solar_1Axis | SOLAR | Shafter Solar | 0.08 | 0.6 | 0.7 | 0.88 | 1.28 | 2.62 | 2.88 | 2.48 | 2.22 | 1.48 | 1.14 | 0.7 | N | North | FC
ADOBEE_1_SOLAR | CAISO System | Solar_1Axis | SOLAR | Adobe Solar | 0.08 | 0.6 | 0.7 | 0.88 | 1.28 | 2.62 | 2.88 | 2.48 | 2.22 | 1.48 | 1.14 | 0.7 | N | North | FC
AKINGS_6_AMESR1 | Fresno | Solar_1Axis | SOLAR | American Kings Solar | 0.49 | 3.69 | 4.31 | 5.41 | 7.87 | 16.11 | 17.71 | 15.25 | 13.65 | 9.1 | 7.01 | 4.31 | N | North | FC
ALHMBR_1_ALHSLR | IID | Solar_1Axis | SOLAR | SG Alhambra | 0.2 | 1.5 | 1.75 | 2.2 | 3.2 | 6.55 | 7.2 | 6.2 | 5.55 | 3.7 | 2.85 | 1.75
AQUAWS_2_AQWSR1 | CAISO System | Solar_1Axis | SOLAR | Aquamarine Westside | 1 | 7.5 | 8.75 | 11 | 16 | 32.75 | 36 | 31 | 27.75 | 18.5 | 14.25 | 8.75 | N | North | ID | 100% | C8 - Waiting for QC8RAS-08 RAS and possibly other
ARKANS_1_ARKSLR | IID | Solar_1Axis | SOLAR | SG Arkansas | 0.2 | 1.5 | 1.75 | 2.2 | 3.2 | 6.55 | 7.2 | 6.2 | 5.55 | 3.7 | 2.85 | 1.75
ARVINN_6_ORION2 | CAISO System | Solar_1Axis | SOLAR | Orion 2 Solar | 0.03 | 0.24 | 0.28 | 0.35 | 0.51 | 1.05 | 1.15 | 0.99 | 0.89 | 0.59 | 0.46 | 0.28 | N | North | FC
ASTORA_2_SOLAR1 | CAISO System | Solar_1Axis | SOLAR | Astoria 1 | 0.4 | 3 | 3.5 | 4.4 | 6.4 | 13.1 | 14.4 | 12.4 | 11.1 | 7.4 | 5.7 | 3.5 | N | South | FC
ATHOS_5_AP1X2 | CAISO System | Solar_1Axis | SOLAR | Athos Power Plant | 1 | 7.5 | 8.75 | 11 | 16 | 32.75 | 36 | 31 | 27.75 | 18.5 | 14.25 | 8.75 | N | South | FC
ATHOS_5_AP2X2 | CAISO System | Solar_1Axis | SOLAR | Athos Power Plant 2 | 0.8 | 6 | 7 | 8.8 | 12.8 | 26.2 | 28.8 | 24.8 | 22.2 | 14.8 | 11.4 | 7 | N | South | FC
ATWEL2_1_SOLAR1 | CAISO System | Solar_1Axis | SOLAR | Atwell West | 0.08 | 0.6 | 0.7 | 0.88 | 1.28 | 2.62 | 2.88 | 2.48 | 2.22 | 1.48 | 1.14 | 0.7 | N | North | FC
BKRFLD_2_SOLAR1 | Kern | Solar_1Axis | SOLAR | Bakersfield 111 | 0.01 | 0.04 | 0.05 | 0.06 | 0.09 | 0.18 | 0.2 | 0.17 | 0.15 | 0.1 | 0.08 | 0.05 | N | North | FC
BLCKWL_6_SOLAR1 | CAISO System | Solar_1Axis | SOLAR | Blackwell Solar | 0.05 | 0.36 | 0.42 | 0.53 | 0.77 | 1.57 | 1.73 | 1.49 | 1.33 | 0.89 | 0.68 | 0.42 | N | North | FC
BUCKWD_1_NPALM1 | LA Basin | Solar_1Axis | SOLAR | North Palm Springs 1A | 0.01 | 0.07 | 0.08 | 0.11 | 0.15 | 0.31 | 0.35 | 0.3 | 0.27 | 0.18 | 0.14 | 0.08 | N | South | FC
CABALO_2_M2WSR2 | Fresno | Solar_1Axis | SOLAR | Mustang 2 Whirlaway Solar | 0.4 | 3 | 3.5 | 4.4 | 6.4 | 13.1 | 14.4 | 12.4 | 11.1 | 7.4 | 5.7 | 3.5 | Y | North | ID | 100% | C7 - Waiting for Bellota-Warnerville 230 kV reconductoring and possibly other
CALFTS_2_CFSSR1 | CAISO System | Solar_1Axis | SOLAR | California Flats Solar South | 0.6 | 4.5 | 5.25 | 6.6 | 9.6 | 19.65 | 21.6 | 18.6 | 16.65 | 11.1 | 8.55 | 5.25 | N | North | FC
CALPSS_6_SOLAR1 | IID | Solar_1Axis | SOLAR | Calipatria Solar Farm | 0.08 | 0.6 | 0.7 | 0.88 | 1.28 | 2.62 | 2.88 | 2.48 | 2.22 | 1.48 | 1.14 | 0.7
CATLNA_2_SOLAR2 | CAISO System | Solar_1Axis | SOLAR | Catalina Solar 2 | 0.07 | 0.54 | 0.63 | 0.79 | 1.15 | 2.36 | 2.59 | 2.23 | 2 | 1.33 | 1.03 | 0.63 | N | South | FC
COLGNS_2_CNSSR1 | IID | Solar_1Axis | SOLAR | ColGreen North Shore | 0.3 | 2.24 | 2.62 | 3.29 | 4.79 | 9.8 | 10.77 | 9.28 | 8.3 | 5.54 | 4.26 | 2.62
CORCAN_1_SOLAR2 | Fresno | Solar_1Axis | SOLAR | Corcoran City | 0.04 | 0.33 | 0.39 | 0.48 | 0.7 | 1.44 | 1.58 | 1.36 | 1.22 | 0.81 | 0.63 | 0.39 | N | North | FC
CRELMN_6_RAMSR3 | San Diego-IV | Solar_1Axis | SOLAR | Ramona Solar Energy | 0.02 | 0.1 | 0.12 | 0.15 | 0.22 | 0.46 | 0.5 | 0.43 | 0.38 | 0.26 | 0.2 | 0.12 | N | South | PD | 80.00%
CUMBIA_1_SOLAR | Bay Area | Solar_1Axis | SOLAR | Columbia Solar Energy II | 0.08 | 0.57 | 0.67 | 0.84 | 1.22 | 2.49 | 2.74 | 2.36 | 2.11 | 1.41 | 1.08 | 0.67 | N | North | FC
CUYAMS_6_CUYSR1 | CAISO System | Solar_1Axis | SOLAR | Cuyama Solar | 0.16 | 1.2 | 1.4 | 1.76 | 2.56 | 5.24 | 5.76 | 4.96 | 4.44 | 2.96 | 2.28 | 1.4 | N | North | FC
DELAMO_2_SOLAR1 | LA Basin | Solar_1Axis | SOLAR | Golden Springs Building H | 0.01 | 0.05 | 0.05 | 0.07 | 0.1 | 0.2 | 0.22 | 0.19 | 0.17 | 0.11 | 0.09 | 0.05 | N | South | FC
DELAMO_2_SOLAR2 | LA Basin | Solar_1Axis | SOLAR | Golden Springs Building M | 0.01 | 0.05 | 0.06 | 0.08 | 0.11 | 0.23 | 0.25 | 0.22 | 0.19 | 0.13 | 0.1 | 0.06 | N | South | FC
DELAMO_2_SOLAR3 | LA Basin | Solar_1Axis | SOLAR | Golden Springs Building G | 0.01 | 0.04 | 0.04 | 0.06 | 0.08 | 0.16 | 0.18 | 0.16 | 0.14 | 0.09 | 0.07 | 0.04 | N | South | FC
DELAMO_2_SOLAR4 | LA Basin | Solar_1Axis | SOLAR | Golden Springs Building F | 0.01 | 0.04 | 0.05 | 0.06 | 0.08 | 0.17 | 0.19 | 0.16 | 0.14 | 0.1 | 0.07 | 0.05 | N | South | FC
DELAMO_2_SOLAR5 | LA Basin | Solar_1Axis | SOLAR | Golden Springs Building L | 0 | 0.03 | 0.04 | 0.04 | 0.06 | 0.13 | 0.14 | 0.12 | 0.11 | 0.07 | 0.06 | 0.04 | N | South | FC
DELAMO_2_SOLAR6 | LA Basin | Solar_1Axis | SOLAR | Freeway Springs | 0.01 | 0.06 | 0.07 | 0.09 | 0.13 | 0.26 | 0.29 | 0.25 | 0.22 | 0.15 | 0.11 | 0.07 | N | South | FC
DELSUR_6_BSOLAR | Big Creek-Ventura | Solar_1Axis | SOLAR | Central Antelope Dry Ranch B | 0.01 | 0.09 | 0.11 | 0.13 | 0.19 | 0.39 | 0.43 | 0.37 | 0.33 | 0.22 | 0.17 | 0.11 | N | South | FC
DELSUR_6_DRYFRB | Big Creek-Ventura | Solar_1Axis | SOLAR | Dry Farm Ranch B | 0.02 | 0.15 | 0.18 | 0.22 | 0.32 | 0.66 | 0.72 | 0.62 | 0.56 | 0.37 | 0.29 | 0.18 | N | South | FC
DELSUR_6_SOLAR1 | Big Creek-Ventura | Solar_1Axis | SOLAR | Summer Solar North | 0.03 | 0.2 | 0.23 | 0.29 | 0.42 | 0.85 | 0.94 | 0.81 | 0.72 | 0.48 | 0.37 | 0.23 | N | South | FC
DSFLWR_2_W9CSB1 | CAISO System | Solar_1Axis | SOLAR | Willy 9 Chap 1 | 0.41 | 3.06 | 3.57 | 4.49 | 6.53 | 13.36 | 14.69 | 12.65 | 11.32 | 7.55 | 5.81 | 3.57 | N | South | ID | 100% | Waiting for Whirlwind CRAS - Solar only for now - future hybrid
DSFLWR_2_W9CSB2 | CAISO System | Solar_1Axis | SOLAR | Willy 9 Chap 2 | 0.29 | 2.16 | 2.52 | 3.17 | 4.61 | 9.43 | 10.37 | 8.93 | 7.99 | 5.33 | 4.1 | 2.52 | N | South | ID | 100% | Waiting for Whirlwind CRAS - Solar only for now - future hybrid
DSFLWR_2_WS2SR1 | CAISO System | Solar_1Axis | SOLAR | Willow Springs 2 | 0.4 | 3 | 3.5 | 4.4 | 6.4 | 13.1 | 14.4 | 12.4 | 11.1 | 7.4 | 5.7 | 3.5 | N | South | FC
DSRTSL_2_SOLAR1 | CAISO System | Solar_1Axis | SOLAR | Desert Stateline | 1.18 | 8.89 | 10.37 | 13.03 | 18.96 | 38.8 | 42.65 | 36.73 | 32.88 | 21.92 | 16.88 | 10.37 | N | South | FC
EXCLSG_1_SOLAR | Fresno | Solar_1Axis | SOLAR | Excelsior Solar | 0.24 | 1.8 | 2.1 | 2.64 | 3.84 | 7.86 | 8.64 | 7.44 | 6.66 | 4.44 | 3.42 | 2.1 | N | North | FC
FRNTBW_6_SOLAR1 | CAISO System | Solar_1Axis | SOLAR | Frontier Solar | 0.08 | 0.6 | 0.7 | 0.88 | 1.28 | 2.62 | 2.88 | 2.48 | 2.22 | 1.48 | 1.14 | 0.7 | N | North | FC
GALE_1_SR3SR3 | CAISO System | Solar_1Axis | SOLAR | Sunray 3 | 0.06 | 0.41 | 0.48 | 0.61 | 0.88 | 1.81 | 1.99 | 1.71 | 1.53 | 1.02 | 0.79 | 0.48 | N | South | FC
GARNET_1_SOLAR2 | LA Basin | Solar_1Axis | SOLAR | Garnet Solar Power Generation Station 1 | 0.02 | 0.12 | 0.14 | 0.18 | 0.26 | 0.52 | 0.58 | 0.5 | 0.44 | 0.3 | 0.23 | 0.14 | N | South | FC
GIFENS_6_BUGSL1 | Fresno | Solar_1Axis | SOLAR | Burford Giffen | 0.08 | 0.6 | 0.7 | 0.88 | 1.28 | 2.62 | 2.88 | 2.48 | 2.22 | 1.48 | 1.14 | 0.7 | N | North | FC
GLDFGR_6_SOLAR1 | Big Creek-Ventura | Solar_1Axis | SOLAR | Portal Ridge B | 0.08 | 0.6 | 0.7 | 0.88 | 1.28 | 2.62 | 2.88 | 2.48 | 2.22 | 1.48 | 1.14 | 0.7 | N | South | FC
GLDFGR_6_SOLAR2 | Big Creek-Ventura | Solar_1Axis | SOLAR | Portal Ridge C | 0.05 | 0.34 | 0.4 | 0.5 | 0.73 | 1.49 | 1.64 | 1.41 | 1.27 | 0.84 | 0.65 | 0.4 | N | South | FC
GLDTWN_6_COLUM3 | CAISO System | Solar_1Axis | SOLAR | Columbia 3 | 0.04 | 0.3 | 0.35 | 0.44 | 0.64 | 1.31 | 1.44 | 1.24 | 1.11 | 0.74 | 0.57 | 0.35 | N | South | FC
GLDTWN_6_SOLAR | CAISO System | Solar_1Axis | SOLAR | Rio Grande | 0.02 | 0.15 | 0.18 | 0.22 | 0.32 | 0.66 | 0.72 | 0.62 | 0.56 | 0.37 | 0.29 | 0.18 | N | South | FC
GOOSLK_1_SOLAR1 | CAISO System | Solar_1Axis | SOLAR | Goose Lake | 0.05 | 0.36 | 0.42 | 0.53 | 0.77 | 1.57 | 1.73 | 1.49 | 1.33 | 0.89 | 0.68 | 0.42 | N | North | FC
GUERNS_6_SOLAR | Fresno | Solar_1Axis | SOLAR | Guernsey Solar Station | 0.08 | 0.6 | 0.7 | 0.88 | 1.28 | 2.62 | 2.88 | 2.48 | 2.22 | 1.48 | 1.14 | 0.7 | N | North | FC
HENRTA_6_SOLAR1 | Fresno | Solar_1Axis | SOLAR | Lemoore 1 | 0.01 | 0.05 | 0.05 | 0.07 | 0.1 | 0.2 | 0.22 | 0.19 | 0.17 | 0.11 | 0.09 | 0.05 | N | North | ID | 100% | 18DGD Waiting for Bellota-Warnerville 230 kV reconductoring, QC8RAS-08 RAS, Reconductor Los Banos-Padre Flat-Panoche 230 kV and many other
HENRTS_1_SOLAR | Fresno | Solar_1Axis | SOLAR | Henrietta Solar Project | 0.4 | 3 | 3.5 | 4.4 | 6.4 | 13.1 | 14.4 | 12.4 | 11.1 | 7.4 | 5.7 | 3.5 | N | North | FC
HOLSTR_1_SOLAR2 | CAISO System | Solar_1Axis | SOLAR | Hollister Solar | 0.01 | 0.05 | 0.05 | 0.07 | 0.1 | 0.2 | 0.22 | 0.19 | 0.17 | 0.11 | 0.09 | 0.05 | N | North | FC
IVSLR2_2_SM2SR1 | San Diego-IV | Solar_1Axis | SOLAR | Silver Ridge Mount Signal 2 | 0.6 | 4.5 | 5.25 | 6.6 | 9.6 | 19.65 | 21.6 | 18.6 | 16.65 | 11.1 | 8.55 | 5.25 | N | South | FC
IVWEST_2_SOLAR1 | San Diego-IV | Solar_1Axis | SOLAR | Imperial Valley West ( Q # 608) | 0.6 | 4.5 | 5.25 | 6.6 | 9.6 | 19.65 | 21.6 | 18.6 | 16.65 | 11.1 | 8.55 | 5.25 | N | South | FC
JACMSR_1_JACSR1 | San Diego-IV | Solar_1Axis | SOLAR | Jacumba Solar Farm | 0.08 | 0.6 | 0.7 | 0.88 | 1.28 | 2.62 | 2.88 | 2.48 | 2.22 | 1.48 | 1.14 | 0.7 | N | South | FC
JAVASR_1_JAVSR1 | Fresno | Solar_1Axis | SOLAR | Java Solar | 0.05 | 0.41 | 0.47 | 0.59 | 0.86 | 1.77 | 1.94 | 1.67 | 1.5 | 1 | 0.77 | 0.47 | N | North | ID | 100% | C6 - Waiting for Bellota-Warnerville 230 kV reconductoring and possibly other.
LAMONT_1_SOLAR1 | Kern | Solar_1Axis | SOLAR | Regulus Solar | 0.24 | 1.8 | 2.1 | 2.64 | 3.84 | 7.86 | 8.64 | 7.44 | 6.66 | 4.44 | 3.42 | 2.1 | N | North | FC
LAMONT_1_SOLAR2 | Kern | Solar_1Axis | SOLAR | Redwood Solar Farm 4 | 0.08 | 0.6 | 0.7 | 0.88 | 1.28 | 2.62 | 2.88 | 2.48 | 2.22 | 1.48 | 1.14 | 0.7 | N | North | FC
LAMONT_1_SOLAR3 | Kern | Solar_1Axis | SOLAR | Woodmere Solar Farm | 0.06 | 0.45 | 0.52 | 0.66 | 0.96 | 1.96 | 2.16 | 1.86 | 1.66 | 1.11 | 0.85 | 0.52 | N | North | FC
LAMONT_1_SOLAR5 | Kern | Solar_1Axis | SOLAR | Redcrest Solar Farm | 0.07 | 0.5 | 0.58 | 0.73 | 1.07 | 2.18 | 2.4 | 2.07 | 1.85 | 1.23 | 0.95 | 0.58 | N | North | FC
LCKHT1_2_LH1SR2 | CAISO System | Solar_1Axis | SOLAR | Lockhart Solar 2 | 0.3 | 2.25 | 2.63 | 3.3 | 4.8 | 9.83 | 10.8 | 9.3 | 8.32 | 5.55 | 4.28 | 2.63 | N | South | ID | 100% | Waiting for the Mohave RAS.
LHILLS_6_SOLAR1 | CAISO System | Solar_1Axis | SOLAR | Lost Hills Solar | 0.08 | 0.6 | 0.7 | 0.88 | 1.28 | 2.62 | 2.88 | 2.48 | 2.22 | 1.48 | 1.14 | 0.7 | N | North | FC
LILIAC_6_SOLAR | San Diego-IV | Solar_1Axis | SOLAR | Mesa Crest | 0.01 | 0.09 | 0.11 | 0.13 | 0.19 | 0.39 | 0.43 | 0.37 | 0.33 | 0.22 | 0.17 | 0.11 | N | South | FC
LITLRK_6_GBCSR1 | Big Creek-Ventura | Solar_1Axis | SOLAR | Green Beanworks C | 0.01 | 0.09 | 0.11 | 0.13 | 0.19 | 0.39 | 0.43 | 0.37 | 0.33 | 0.22 | 0.17 | 0.11 | N | South | FC
LITLRK_6_SOLAR1 | Big Creek-Ventura | Solar_1Axis | SOLAR | Lancaster Little Rock C | 0.02 | 0.15 | 0.18 | 0.22 | 0.32 | 0.66 | 0.72 | 0.62 | 0.56 | 0.37 | 0.29 | 0.18 | N | South | FC
LITLRK_6_SOLAR2 | Big Creek-Ventura | Solar_1Axis | SOLAR | Palmdale 18 | 0.01 | 0.06 | 0.07 | 0.09 | 0.13 | 0.26 | 0.29 | 0.25 | 0.22 | 0.15 | 0.11 | 0.07 | N | South | FC
LITLRK_6_SOLAR3 | Big Creek-Ventura | Solar_1Axis | SOLAR | One Ten Partners | 0.01 | 0.06 | 0.07 | 0.09 | 0.13 | 0.26 | 0.29 | 0.25 | 0.22 | 0.15 | 0.11 | 0.07 | N | South | FC
LITLRK_6_SOLAR4 | Big Creek-Ventura | Solar_1Axis | SOLAR | Little Rock Pham Solar | 0.01 | 0.09 | 0.11 | 0.13 | 0.19 | 0.39 | 0.43 | 0.37 | 0.33 | 0.22 | 0.17 | 0.11 | N | South | FC
LOTUS_6_LSFSR1 | Fresno | Solar_1Axis | SOLAR | Lotus Solar Farm | 0.2 | 1.5 | 1.75 | 2.2 | 3.2 | 6.55 | 7.2 | 6.2 | 5.55 | 3.7 | 2.85 | 1.75 | N | North | FC
LTBEAR_1_LB3SR3 | Fresno | Solar_1Axis | SOLAR | Little Bear 3 Solar | 0.08 | 0.6 | 0.7 | 0.88 | 1.28 | 2.62 | 2.88 | 2.48 | 2.22 | 1.48 | 1.14 | 0.7 | N | North | ID | 100% | C7 - Waiting for Bellota-Warnerville 230 kV reconductoring, Wilson - Le Grand 115 kV line reconductoring and possibly other
LTBEAR_1_LB4SR4 | Fresno | Solar_1Axis | SOLAR | Little Bear 4 | 0.2 | 1.5 | 1.75 | 2.2 | 3.2 | 6.55 | 7.2 | 6.2 | 5.55 | 3.7 | 2.85 | 1.75 | N | North | ID | 100% | C8 - Waiting for Bellota-Warnerville 230 kV reconductoring, Wilson - Le Grand 115 kV line reconductoring and possibly other
LTBEAR_1_LB4SR5 | Fresno | Solar_1Axis | SOLAR | Little Bear 4 Solar 5 | 0.2 | 1.5 | 1.75 | 2.2 | 3.2 | 6.55 | 7.2 | 6.2 | 5.55 | 3.7 | 2.85 | 1.75 | N | North | ID | 100% | C8 - Waiting for Bellota-Warnerville 230 kV reconductoring, Wilson - Le Grand 115 kV line reconductoring and possibly other
LTBERA_1_LB1SR1 | Fresno | Solar_1Axis | SOLAR | Little Bear Solar 1 | 0.16 | 1.2 | 1.4 | 1.76 | 2.56 | 5.24 | 5.76 | 4.96 | 4.44 | 2.96 | 2.28 | 1.4 | N | North | ID | 100% | C7 - Waiting for Bellota-Warnerville 230 kV reconductoring, Wilson - Le Grand 115 kV line reconductoring and possibly other
MAGUND_1_BKISR1 | Kern | Solar_1Axis | SOLAR | Bakersfield Industrial 1 | 0 | 0.03 | 0.04 | 0.04 | 0.06 | 0.13 | 0.14 | 0.12 | 0.11 | 0.07 | 0.06 | 0.04 | N | North | FC
MAGUND_1_BKSSR2 | Kern | Solar_1Axis | SOLAR | Bakersfield Solar 1 | 0.02 | 0.16 | 0.18 | 0.23 | 0.34 | 0.69 | 0.76 | 0.65 | 0.58 | 0.39 | 0.3 | 0.18 | N | North | FC
MARCPW_6_SOLAR1 | CAISO System | Solar_1Axis | SOLAR | Maricopa West Solar PV | 0.08 | 0.6 | 0.7 | 0.88 | 1.28 | 2.62 | 2.88 | 2.48 | 2.22 | 1.48 | 1.14 | 0.7 | N | North | FC
MIRLOM_2_LNDFL | LA Basin | Solar_1Axis | SOLAR | Milliken Landfill Solar | 0.01 | 0.09 | 0.11 | 0.13 | 0.19 | 0.39 | 0.43 | 0.37 | 0.33 | 0.22 | 0.17 | 0.11 | N | South | FC
MNDOTA_1_SOLAR1 | Fresno | Solar_1Axis | SOLAR | North Star Solar 1 | 0.24 | 1.8 | 2.1 | 2.64 | 3.84 | 7.86 | 8.64 | 7.44 | 6.66 | 4.44 | 3.42 | 2.1 | N | North | FC
MOJAVW_2_SOLAR | CAISO System | Solar_1Axis | SOLAR | Mojave West | 0.08 | 0.6 | 0.7 | 0.88 | 1.28 | 2.62 | 2.88 | 2.48 | 2.22 | 1.48 | 1.14 | 0.7 | N | South | FC
MRLSDS_6_SOLAR1 | CAISO System | Solar_1Axis | SOLAR | Morelos Solar | 0.06 | 0.45 | 0.53 | 0.66 | 0.96 | 1.97 | 2.16 | 1.86 | 1.67 | 1.11 | 0.86 | 0.53 | N | North | FC
OASIS_6_GBDSR4 | Big Creek-Ventura | Solar_1Axis | SOLAR | Green Beanworks D | 0.01 | 0.09 | 0.11 | 0.13 | 0.19 | 0.39 | 0.43 | 0.37 | 0.33 | 0.22 | 0.17 | 0.11 | N | South | FC
OASIS_6_SOLAR2 | Big Creek-Ventura | Solar_1Axis | SOLAR | Oasis Solar | 0.08 | 0.6 | 0.7 | 0.88 | 1.28 | 2.62 | 2.88 | 2.48 | 2.22 | 1.48 | 1.14 | 0.7 | N | South | FC
ORLND_6_SOLAR1 | CAISO System | Solar_1Axis | SOLAR | Enerparc California 2 | 0.01 | 0.05 | 0.05 | 0.07 | 0.1 | 0.2 | 0.22 | 0.19 | 0.17 | 0.11 | 0.09 | 0.05 | N | North | FC
ORTGA_6_ME1SL1 | Fresno | Solar_1Axis | SOLAR | Merced 1 | 0.01 | 0.09 | 0.11 | 0.13 | 0.19 | 0.39 | 0.43 | 0.37 | 0.33 | 0.22 | 0.17 | 0.11 | N | North | FC
PIUTE_6_GNBSR1 | Big Creek-Ventura | Solar_1Axis | SOLAR | Green Beanworks B | 0.01 | 0.09 | 0.11 | 0.13 | 0.19 | 0.39 | 0.43 | 0.37 | 0.33 | 0.22 | 0.17 | 0.11 | N | South | FC
PLAINV_6_DSOLAR | Big Creek-Ventura | Solar_1Axis | SOLAR | Western Antelope Dry Ranch | 0.04 | 0.3 | 0.35 | 0.44 | 0.64 | 1.31 | 1.44 | 1.24 | 1.11 | 0.74 | 0.57 | 0.35 | N | South | FC
PMDLET_6_SOLAR1 | Big Creek-Ventura | Solar_1Axis | SOLAR | SEPV Palmdale East, LLC | 0.04 | 0.3 | 0.35 | 0.44 | 0.64 | 1.31 | 1.44 | 1.24 | 1.11 | 0.74 | 0.57 | 0.35 | N | South | FC
PMPJCK_1_RB2SLR | CAISO System | Solar_1Axis | SOLAR | Rio Bravo Solar 2 | 0.08 | 0.6 | 0.7 | 0.88 | 1.28 | 2.62 | 2.88 | 2.48 | 2.22 | 1.48 | 1.14 | 0.7 | N | North | FC
PMPJCK_1_SOLAR1 | CAISO System | Solar_1Axis | SOLAR | Pumpjack Solar I | 0.08 | 0.6 | 0.7 | 0.88 | 1.28 | 2.62 | 2.88 | 2.48 | 2.22 | 1.48 | 1.14 | 0.7 | N | North | FC
PMPJCK_1_SOLAR2 | CAISO System | Solar_1Axis | SOLAR | Rio Bravo Solar 1 | 0.08 | 0.6 | 0.7 | 0.88 | 1.28 | 2.62 | 2.88 | 2.48 | 2.22 | 1.48 | 1.14 | 0.7 | N | North | FC
PNCHVS_2_SOLAR | CAISO System | Solar_1Axis | SOLAR | Panoche Valley Solar | 0.56 | 4.2 | 4.9 | 6.16 | 8.96 | 18.34 | 20.16 | 17.36 | 15.54 | 10.36 | 7.98 | 4.9 | N | North | FC
PRIMM_2_SOLAR1 | CAISO System | Solar_1Axis | SOLAR | Silver State South | 1 | 7.5 | 8.75 | 11 | 16 | 32.75 | 36 | 31 | 27.75 | 18.5 | 14.25 | 8.75 | N | South | FC
RATSKE_2_NROSR1 | CAISO System | Solar_1Axis | SOLAR | North Rosamond Solar | 0.6 | 4.5 | 5.25 | 6.6 | 9.6 | 19.65 | 21.6 | 18.6 | 16.65 | 11.1 | 8.55 | 5.25 | N | South | FC
REDMAN_2_SOLAR | Big Creek-Ventura | Solar_1Axis | SOLAR | Lancaster East Avenue F | 0.02 | 0.11 | 0.13 | 0.17 | 0.24 | 0.49 | 0.54 | 0.47 | 0.42 | 0.28 | 0.21 | 0.13 | N | South | FC
REDMAN_6_AVSSR1 | Big Creek-Ventura | Solar_1Axis | SOLAR | Antelope Valley Solar | 0.01 | 0.09 | 0.11 | 0.13 | 0.19 | 0.39 | 0.43 | 0.37 | 0.33 | 0.22 | 0.17 | 0.11 | N | South | FC
RICHMN_1_CHVSR2 | Bay Area | Solar_1Axis | SOLAR | Chevron 8.5 | 0.03 | 0.26 | 0.3 | 0.37 | 0.54 | 1.11 | 1.22 | 1.05 | 0.94 | 0.63 | 0.48 | 0.3 | N | North | ID | 100% | 16DGD Waiting for Moraga-Castro Valley 230 kV Line Capacity Increase and possibly other
RICHMN_1_SOLAR | Bay Area | Solar_1Axis | SOLAR | Chevron 2 | 0.01 | 0.06 | 0.07 | 0.09 | 0.13 | 0.26 | 0.29 | 0.25 | 0.22 | 0.15 | 0.11 | 0.07 | N | North | ID | 100% | 16DGD Waiting for Moraga-Castro Valley 230 kV Line Capacity Increase and possibly other
RNDSBG_1_HZASR1 | CAISO System | Solar_1Axis | SOLAR | Hazel A | 0.01 | 0.09 | 0.1 | 0.13 | 0.19 | 0.39 | 0.43 | 0.37 | 0.33 | 0.22 | 0.17 | 0.1 | N | South | FC
ROSMND_6_SOLAR | Big Creek-Ventura | Solar_1Axis | SOLAR | Lancaster B | 0.01 | 0.09 | 0.11 | 0.13 | 0.19 | 0.39 | 0.43 | 0.37 | 0.33 | 0.22 | 0.17 | 0.11 | N | South | FC
RSMSLR_6_SOLAR2 | Big Creek-Ventura | Solar_1Axis | SOLAR | Rosamond Two | 0.08 | 0.6 | 0.7 | 0.88 | 1.28 | 2.62 | 2.88 | 2.48 | 2.22 | 1.48 | 1.14 | 0.7 | N | South | FC
RTEDDY_2_SOLAR1 | CAISO System | Solar_1Axis | SOLAR | Rosamond West Solar 1 | 0.22 | 1.62 | 1.89 | 2.38 | 3.46 | 7.07 | 7.78 | 6.7 | 5.99 | 4 | 3.08 | 1.89 | N | South | FC
RTEDDY_2_SOLAR2 | CAISO System | Solar_1Axis | SOLAR | Rosamond West Solar 2 | 0.22 | 1.62 | 1.89 | 2.38 | 3.46 | 7.07 | 7.78 | 6.7 | 5.99 | 4 | 3.08 | 1.89 | N | South | FC
SEGS_1_SR2SL2 | CAISO System | Solar_1Axis | SOLAR | Sunray 2 | 0.08 | 0.6 | 0.7 | 0.88 | 1.28 | 2.62 | 2.88 | 2.48 | 2.22 | 1.48 | 1.14 | 0.7 | N | South | FC
SKERN_6_SOLAR1 | Kern | Solar_1Axis | SOLAR | South Kern Solar PV Plant | 0.08 | 0.6 | 0.7 | 0.88 | 1.28 | 2.62 | 2.88 | 2.48 | 2.22 | 1.48 | 1.14 | 0.7 | N | North | FC
SKERN_6_SOLAR2 | Kern | Solar_1Axis | SOLAR | SKIC Solar | 0.04 | 0.3 | 0.35 | 0.44 | 0.64 | 1.31 | 1.44 | 1.24 | 1.11 | 0.74 | 0.57 | 0.35 | N | North | FC
SLRMS3_2_SRMSR1 | San Diego-IV | Solar_1Axis | SOLAR | SILVER RIDGE MOUNT SIGNAL 3 | 1 | 7.5 | 8.75 | 11 | 16 | 32.75 | 36 | 31 | 27.75 | 18.5 | 14.25 | 8.75 | N | South | FC
SLST13_2_SOLAR1 | CAISO System | Solar_1Axis | SOLAR | Quinto Solar PV Project | 0.43 | 3.23 | 3.77 | 4.73 | 6.89 | 14.1 | 15.49 | 13.34 | 11.94 | 7.96 | 6.13 | 3.77 | N | North | FC
SLSTR1_2_SOLAR1 | CAISO System | Solar_1Axis | SOLAR | Solar Star 1 | 1.24 | 9.3 | 10.85 | 13.64 | 19.84 | 40.61 | 44.64 | 38.44 | 34.41 | 22.94 | 17.67 | 10.85 | N | South | FC
SLSTR2_2_SOLAR2 | CAISO System | Solar_1Axis | SOLAR | Solar Star 2 | 1.1 | 8.28 | 9.66 | 12.14 | 17.66 | 36.16 | 39.74 | 34.22 | 30.64 | 20.42 | 15.73 | 9.66 | N | South | FC
SMYRNA_1_DL1SR1 | CAISO System | Solar_1Axis | SOLAR | Delano Land 1 | 0 | 0.03 | 0.04 | 0.04 | 0.06 | 0.13 | 0.14 | 0.12 | 0.11 | 0.07 | 0.06 | 0.04 | N | North | FC
SNORA_2_SNRSLR | IID | Solar_1Axis | SOLAR | SG Sorrento | 0.2 | 1.5 | 1.75 | 2.2 | 3.2 | 6.55 | 7.2 | 6.2 | 5.55 | 3.7 | 2.85 | 1.75
SUMWHT_6_SWSSR1 | Fresno | Solar_1Axis | SOLAR | Summer Wheat Solar Farm | 0.07 | 0.56 | 0.65 | 0.81 | 1.18 | 2.42 | 2.66 | 2.29 | 2.05 | 1.37 | 1.05 | 0.65 | N | North | FC
SUNSLR_1_SSVSR1 | CAISO System | Solar_1Axis | SOLAR | Sunshine Valley Solar 1 | 0.4 | 3 | 3.5 | 4.4 | 6.4 | 13.1 | 14.4 | 12.4 | 11.1 | 7.4 | 5.7 | 3.5 | N | South | FC
SUNSPT_2_WNASR1 | CAISO System | Solar_1Axis | SOLAR | Windhub Solar A | 0.08 | 0.6 | 0.7 | 0.88 | 1.28 | 2.62 | 2.88 | 2.48 | 2.22 | 1.48 | 1.14 | 0.7 | N | South | FC
SUNST2_5_SS2SR1 | CAISO System | Solar_1Axis | SOLAR | Sun Streams Solar 2 | 0.6 | 4.5 | 5.25 | 6.6 | 9.6 | 19.65 | 21.6 | 18.6 | 16.65 | 11.1 | 8.55 | 5.25 | N | South | FC
SUNSTR_5_SS1SCEDYN | AZPS | Solar_1Axis | SOLAR | Sunstream Solar 1 | 0.6 | 4.5 | 5.25 | 6.6 | 9.6 | 19.65 | 21.6 | 18.6 | 16.65 | 11.1 | 8.55 | 5.25
TITANS_2_TTSSR1 | IID | Solar_1Axis | SOLAR | Titan Solar 1 Pseudo | 0.28 | 2.1 | 2.45 | 3.08 | 4.48 | 9.17 | 10.08 | 8.68 | 7.77 | 5.18 | 3.99 | 2.45
TORTLA_1_SOLAR | CAISO System | Solar_1Axis | SOLAR | Longboat Solar | 0.08 | 0.6 | 0.7 | 0.88 | 1.28 | 2.62 | 2.88 | 2.48 | 2.22 | 1.48 | 1.14 | 0.7 | N | South | FC
TRNQL8_2_AMASR1 | Fresno | Solar_1Axis | SOLAR | Tranquillity 8 Amarillo | 0.08 | 0.6 | 0.7 | 0.88 | 1.28 | 2.62 | 2.88 | 2.48 | 2.22 | 1.48 | 1.14 | 0.7 | N | North | ID | 100% | C7 Waiting for Bellota-Warnerville 230 kV reconductoring and possibly other
TRNQL8_2_AZUSR1 | Fresno | Solar_1Axis | SOLAR | Tranquillity 8 Azul | 0.08 | 0.6 | 0.7 | 0.88 | 1.28 | 2.62 | 2.88 | 2.48 | 2.22 | 1.48 | 1.14 | 0.7 | N | North | ID | 100% | C7 Waiting for Bellota-Warnerville 230 kV reconductoring and possibly other
TRNQL8_2_ROJSR1 | Fresno | Solar_1Axis | SOLAR | Tranquillity 8 Rojo | 0.4 | 3 | 3.5 | 4.4 | 6.4 | 13.1 | 14.4 | 12.4 | 11.1 | 7.4 | 5.7 | 3.5 | N | North | ID | 100% | C7 Waiting for Bellota-Warnerville 230 kV reconductoring and possibly other
TWISSL_6_SOLAR1 | CAISO System | Solar_1Axis | SOLAR | Coronal Lost Hills | 0.08 | 0.6 | 0.7 | 0.88 | 1.28 | 2.62 | 2.88 | 2.48 | 2.22 | 1.48 | 1.14 | 0.7 | N | North | FC
VALTNE_2_AVASR1 | CAISO System | Solar_1Axis | SOLAR | Valentine Solar | 0.4 | 3 | 3.5 | 4.4 | 6.4 | 13.1 | 14.4 | 12.4 | 11.1 | 7.4 | 5.7 | 3.5 | N | South | FC
VESTAL_2_SOLAR1 | Big Creek-Ventura | Solar_1Axis | SOLAR | NICOLIS | 0.08 | 0.6 | 0.7 | 0.88 | 1.28 | 2.62 | 2.88 | 2.48 | 2.22 | 1.48 | 1.14 | 0.7 | N | South | FC
VESTAL_2_SOLAR2 | Big Creek-Ventura | Solar_1Axis | SOLAR | TROPICO | 0.06 | 0.42 | 0.49 | 0.62 | 0.9 | 1.83 | 2.02 | 1.74 | 1.55 | 1.04 | 0.8 | 0.49 | N | South | FC
VESTAL_2_TS5SR1 | Big Creek-Ventura | Solar_1Axis | SOLAR | Tulare Solar 5 | 0.22 | 1.67 | 1.95 | 2.46 | 3.57 | 7.31 | 8.04 | 6.92 | 6.2 | 4.13 | 3.18 | 1.95 | N | South | FC
VICTOR_1_SOLAR3 | CAISO System | Solar_1Axis | SOLAR | Adelanto Solar 2 | 0.03 | 0.21 | 0.25 | 0.31 | 0.45 | 0.92 | 1.01 | 0.87 | 0.78 | 0.52 | 0.4 | 0.25 | N | South | FC
VICTOR_1_VDRYFA | CAISO System | Solar_1Axis | SOLAR | Victor Dry Farm Ranch A | 0.02 | 0.15 | 0.18 | 0.22 | 0.32 | 0.66 | 0.72 | 0.62 | 0.56 | 0.37 | 0.29 | 0.18 | N | South | FC
VLCNTR_6_VCSLR | San Diego-IV | Solar_1Axis | SOLAR | Cole Grade | 0.01 | 0.07 | 0.08 | 0.1 | 0.15 | 0.31 | 0.34 | 0.29 | 0.26 | 0.17 | 0.13 | 0.08 | N | South | FC
WAUKNA_1_SOLAR2 | Fresno | Solar_1Axis | SOLAR | Corcoran 2 | 0.08 | 0.59 | 0.69 | 0.87 | 1.26 | 2.59 | 2.84 | 2.45 | 2.19 | 1.46 | 1.13 | 0.69 | N | North | FC
WISTRA_2_WRSSR1 | San Diego-IV | Solar_1Axis | SOLAR | Wistaria Ranch Solar | 0.4 | 3 | 3.5 | 4.4 | 6.4 | 13.1 | 14.4 | 12.4 | 11.1 | 7.4 | 5.7 | 3.5 | N | South | FC
WLDWD_1_SOLAR1 | CAISO System | Solar_1Axis | SOLAR | Wildwood Solar I | 0.08 | 0.6 | 0.7 | 0.88 | 1.28 | 2.62 | 2.88 | 2.48 | 2.22 | 1.48 | 1.14 | 0.7 | N | North | FC
WLDWD_1_SOLAR2 | CAISO System | Solar_1Axis | SOLAR | Wildwood Solar 2 | 0.06 | 0.45 | 0.53 | 0.66 | 0.96 | 1.97 | 2.16 | 1.86 | 1.67 | 1.11 | 0.86 | 0.53 | N | North | FC
BREGGO_6_DEGRSL | San Diego-IV | Solar_2Axis | SOLAR | Desert Green Solar Farm | 0.03 | 0.19 | 0.22 | 0.28 | 0.4 | 0.83 | 0.91 | 0.78 | 0.7 | 0.47 | 0.36 | 0.22 | N | South | FC
ACACIA_6_SOLAR | Big Creek-Ventura | Solar_Fixed | SOLAR | West Antelope Solar | 0.08 | 0.6 | 0.7 | 0.88 | 1.28 | 2.62 | 2.88 | 2.48 | 2.22 | 1.48 | 1.14 | 0.7 | N | South | FC
ADMEST_6_SOLAR | Fresno | Solar_Fixed | SOLAR | Adams East | 0.08 | 0.57 | 0.67 | 0.84 | 1.22 | 2.49 | 2.74 | 2.36 | 2.11 | 1.41 | 1.08 | 0.67 | N | North | ID | 100% | 24TPD - Waiting for Manning and many other projects.
ALPSLR_1_NTHSLR | CAISO System | Solar_Fixed | SOLAR | Alpaugh North, LLC | 0.08 | 0.6 | 0.7 | 0.88 | 1.28 | 2.62 | 2.88 | 2.48 | 2.22 | 1.48 | 1.14 | 0.7 | N | North | FC
ALPSLR_1_SPSSLR | CAISO System | Solar_Fixed | SOLAR | Alpaugh 50 LLC | 0.2 | 1.5 | 1.75 | 2.2 | 3.2 | 6.55 | 7.2 | 6.2 | 5.55 | 3.7 | 2.85 | 1.75 | N | North | FC
ARLVAL_5_SOLAR | SRP | Solar_Fixed | SOLAR | Arlington Valley Solar Energy II | 0.51 | 3.81 | 4.45 | 5.59 | 8.13 | 16.64 | 18.29 | 15.75 | 14.1 | 9.4 | 7.24 | 4.45
ARVINN_6_ORION1 | CAISO System | Solar_Fixed | SOLAR | Orion 1 Solar | 0.05 | 0.36 | 0.42 | 0.53 | 0.77 | 1.57 | 1.73 | 1.49 | 1.33 | 0.89 | 0.68 | 0.42 | N | North | FC
ATWELL_1_SOLAR | CAISO System | Solar_Fixed | SOLAR | Atwell Island PV Solar Generating Faci. | 0.08 | 0.6 | 0.7 | 0.88 | 1.28 | 2.62 | 2.88 | 2.48 | 2.22 | 1.48 | 1.14 | 0.7 | N | North | FC
AVENAL_6_AVPARK | Fresno | Solar_Fixed | SOLAR | Avenal Park Solar Project | 0.02 | 0.18 | 0.21 | 0.26 | 0.38 | 0.79 | 0.86 | 0.74 | 0.67 | 0.44 | 0.34 | 0.21 | N | North | ID | 100% | 18DGD Waiting for Reconductor Los Banos-Padre Flat-Panoche 230 kV, QC8RAS-08 RAS and possibly other
AVENAL_6_SANDDG | Fresno | Solar_Fixed | SOLAR | Sand Drag Solar Project | 0.07 | 0.48 | 0.56 | 0.7 | 1.02 | 2.08 | 2.29 | 1.97 | 1.76 | 1.18 | 0.9 | 0.56 | N | North | ID | 83.58% | 18DGD (83.58% or 15.88 MW of 19 MW) Waiting for Reconductor Los Banos-Padre Flat-Panoche 230 kV, Gates #13 500/230 kV and possibly other
AVENAL_6_SUNCTY | Fresno | Solar_Fixed | SOLAR | Sun City Solar Project | 0.08 | 0.6 | 0.7 | 0.88 | 1.28 | 2.62 | 2.88 | 2.48 | 2.22 | 1.48 | 1.14 | 0.7 | N | North | ID | 100% | 18DGD Waiting for Reconductor Los Banos-Padre Flat-Panoche 230 kV, QC8RAS-08 RAS and possibly other
AVSOLR_2_SOLAR | CAISO System | Solar_Fixed | SOLAR | AV SOLAR RANCH 1 | 0.97 | 7.25 | 8.45 | 10.63 | 15.46 | 31.64 | 34.78 | 29.95 | 26.81 | 17.87 | 13.77 | 8.45 | N | South | FC
BREGGO_6_SOLAR | San Diego-IV | Solar_Fixed | SOLAR | NRG Borrego Solar One | 0.1 | 0.78 | 0.91 | 1.14 | 1.66 | 3.41 | 3.74 | 3.22 | 2.89 | 1.92 | 1.48 | 0.91 | N | South | FC
CANTUA_1_SOLAR | Fresno | Solar_Fixed | SOLAR | Cantua Solar Station | 0.08 | 0.6 | 0.7 | 0.88 | 1.28 | 2.62 | 2.88 | 2.48 | 2.22 | 1.48 | 1.14 | 0.7 | N | North | FC
CATLNA_2_SOLAR | CAISO System | Solar_Fixed | SOLAR | Catalina Solar - Phases 1 and 2 | 0.44 | 3.3 | 3.85 | 4.84 | 7.04 | 14.41 | 15.84 | 13.64 | 12.21 | 8.14 | 6.27 | 3.85 | N | South | FC
CAVLSR_2_BSOLAR | CAISO System | Solar_Fixed | SOLAR | California Valley Solar Ranch-Phase B | 0.16 | 1.2 | 1.4 | 1.76 | 2.56 | 5.24 | 5.76 | 4.96 | 4.44 | 2.96 | 2.28 | 1.4 | N | North | FC
CAVLSR_2_RSOLAR | CAISO System | Solar_Fixed | SOLAR | California Valley Solar Ranch-Phase A | 0.84 | 6.3 | 7.35 | 9.24 | 13.44 | 27.51 | 30.24 | 26.04 | 23.31 | 15.54 | 11.97 | 7.35 | N | North | FC
CLOVDL_1_SOLAR | NCNB | Solar_Fixed | SOLAR | Cloverdale Solar I | 0.01 | 0.05 | 0.05 | 0.07 | 0.1 | 0.2 | 0.22 | 0.19 | 0.17 | 0.11 | 0.09 | 0.05 | N | North | FC
CNTNLA_2_SOLAR1 | San Diego-IV | Solar_Fixed | SOLAR | Centinela Solar Energy I | 0.5 | 3.75 | 4.38 | 5.5 | 8 | 16.38 | 18 | 15.5 | 13.88 | 9.25 | 7.13 | 4.38 | N | South | FC
CNTNLA_2_SOLAR2 | San Diego-IV | Solar_Fixed | SOLAR | Centinels Solar Energy 2 | 0.18 | 1.37 | 1.6 | 2.01 | 2.92 | 5.97 | 6.57 | 5.65 | 5.06 | 3.37 | 2.6 | 1.6 | N | South | FC
COPMT2_2_SOLAR2 | CAISO System | Solar_Fixed | SOLAR | CMS2 | 0.62 | 4.65 | 5.43 | 6.82 | 9.92 | 20.31 | 22.32 | 19.22 | 17.21 | 11.47 | 8.84 | 5.43 | N | South | FC
COPMT4_2_SOLAR4 | CAISO System | Solar_Fixed | SOLAR | Copper Mountain Solar 4 | 0.37 | 2.76 | 3.22 | 4.05 | 5.89 | 12.05 | 13.25 | 11.41 | 10.21 | 6.81 | 5.24 | 3.22 | N | South | FC
COPMTN_2_CM10 | CAISO System | Solar_Fixed | SOLAR | Copper Mountain 10 | 0.04 | 0.3 | 0.35 | 0.44 | 0.64 | 1.31 | 1.44 | 1.24 | 1.11 | 0.74 | 0.57 | 0.35 | N | South | PD | 7.25
COPMTN_2_SOLAR1 | CAISO System | Solar_Fixed | SOLAR | Copper Mountain 48 | 0.19 | 1.44 | 1.68 | 2.11 | 3.07 | 6.29 | 6.91 | 5.95 | 5.33 | 3.55 | 2.74 | 1.68 | N | South | PD | 16.50
CORCAN_1_SOLAR1 | Fresno | Solar_Fixed | SOLAR | CID Solar | 0.08 | 0.6 | 0.7 | 0.88 | 1.28 | 2.62 | 2.88 | 2.48 | 2.22 | 1.48 | 1.14 | 0.7 | N | North | FC
CPVERD_2_SOLAR | San Diego-IV | Solar_Fixed | SOLAR | Campo Verde Solar | 0.56 | 4.17 | 4.87 | 6.12 | 8.9 | 18.21 | 20.02 | 17.24 | 15.43 | 10.29 | 7.92 | 4.87 | N | South | FC
CRELMN_6_RAMON1 | San Diego-IV | Solar_Fixed | SOLAR | Ramona 1 | 0.01 | 0.06 | 0.07 | 0.09 | 0.13 | 0.26 | 0.29 | 0.25 | 0.22 | 0.15 | 0.11 | 0.07 | N | South | FC
CRELMN_6_RAMON2 | San Diego-IV | Solar_Fixed | SOLAR | Ramona 2 | 0.02 | 0.15 | 0.18 | 0.22 | 0.32 | 0.66 | 0.72 | 0.62 | 0.56 | 0.37 | 0.29 | 0.18 | N | South | FC
CSLR4S_2_SOLAR | San Diego-IV | Solar_Fixed | SOLAR | Csolar IV South | 0.52 | 3.9 | 4.55 | 5.72 | 8.32 | 17.03 | 18.72 | 16.12 | 14.43 | 9.62 | 7.41 | 4.55 | N | South | FC
GATES_2_SOLAR | CAISO System | Solar_Fixed | SOLAR | Gates Solar Station | 0.08 | 0.6 | 0.7 | 0.88 | 1.28 | 2.62 | 2.88 | 2.48 | 2.22 | 1.48 | 1.14 | 0.7 | N | North | FC
GATES_2_WSOLAR | CAISO System | Solar_Fixed | SOLAR | West Gates Solar Station | 0.04 | 0.3 | 0.35 | 0.44 | 0.64 | 1.31 | 1.44 | 1.24 | 1.11 | 0.74 | 0.57 | 0.35 | N | North | FC
GIFFEN_6_SOLAR | Fresno | Solar_Fixed | SOLAR | Giffen Solar Station | 0.04 | 0.3 | 0.35 | 0.44 | 0.64 | 1.31 | 1.44 | 1.24 | 1.11 | 0.74 | 0.57 | 0.35 | N | North | FC
HURON_6_SOLAR | Fresno | Solar_Fixed | SOLAR | Huron Solar Station | 0.08 | 0.6 | 0.7 | 0.88 | 1.28 | 2.62 | 2.88 | 2.48 | 2.22 | 1.48 | 1.14 | 0.7 | N | North | FC
IVSLRP_2_SOLAR1 | San Diego-IV | Solar_Fixed | SOLAR | Silver Ridge Mount Signal | 0.8 | 6 | 7 | 8.8 | 12.8 | 26.2 | 28.8 | 24.8 | 22.2 | 14.8 | 11.4 | 7 | N | South | FC
JAYNE_6_WLSLR | Fresno | Solar_Fixed | SOLAR | Westlands Solar Farm PV 1 | 0.07 | 0.54 | 0.63 | 0.79 | 1.15 | 2.36 | 2.59 | 2.23 | 2 | 1.33 | 1.03 | 0.63 | N | North | ID | 100% | 24TPD - Waiting for Manning and many other projects.
KANSAS_6_SOLAR | Fresno | Solar_Fixed | SOLAR | RE Kansas South | 0.08 | 0.6 | 0.7 | 0.88 | 1.28 | 2.62 | 2.88 | 2.48 | 2.22 | 1.48 | 1.14 | 0.7 | N | North | ID | 100% | 24TPD - Waiting for Manning and many other projects.
KNTSTH_6_SOLAR | Fresno | Solar_Fixed | SOLAR | Kent South | 0.08 | 0.6 | 0.7 | 0.88 | 1.28 | 2.62 | 2.88 | 2.48 | 2.22 | 1.48 | 1.14 | 0.7 | N | North | ID | 100% | 24TPD - Waiting for Manning and many other projects.
LEPRFD_1_KANSAS | Fresno | Solar_Fixed | SOLAR | Kansas | 0.08 | 0.6 | 0.7 | 0.88 | 1.28 | 2.62 | 2.88 | 2.48 | 2.22 | 1.48 | 1.14 | 0.7 | N | North | FC
LIVEOK_6_SOLAR | Sierra | Solar_Fixed | SOLAR | Harris | 0 | 0.02 | 0.02 | 0.02 | 0.03 | 0.06 | 0.07 | 0.06 | 0.06 | 0.04 | 0.03 | 0.02 | N | North | PD | 40.00%
LOCKFD_1_BEARCK | Stockton | Solar_Fixed | SOLAR | Bear Creek Solar | 0.01 | 0.05 | 0.05 | 0.07 | 0.1 | 0.2 | 0.22 | 0.19 | 0.17 | 0.11 | 0.09 | 0.05 | N | North | FC
LOCKFD_1_KSOLAR | Stockton | Solar_Fixed | SOLAR | Kettleman Solar | 0 | 0.03 | 0.04 | 0.04 | 0.06 | 0.13 | 0.14 | 0.12 | 0.11 | 0.07 | 0.06 | 0.04 | N | North | FC
MCARTH_6_FRIVRB | CAISO System | Solar_Fixed | SOLAR | Fall River Mills Project B | 0.01 | 0.05 | 0.05 | 0.07 | 0.1 | 0.2 | 0.22 | 0.19 | 0.17 | 0.11 | 0.09 | 0.05 | N | North | ID | 100% | 18DGD Waiting for Modify QC8SPS-02 and many other
MENBIO_6_RENEW1 | Fresno | Solar_Fixed | SOLAR | CalRENEW - 1(A) | 0.02 | 0.15 | 0.18 | 0.22 | 0.32 | 0.66 | 0.72 | 0.62 | 0.56 | 0.37 | 0.29 | 0.18 | N | North | FC
MSOLAR_2_SOLAR1 | CAISO System | Solar_Fixed | SOLAR | Mesquite Solar 1 | 0.66 | 4.95 | 5.78 | 7.26 | 10.56 | 21.62 | 23.76 | 20.46 | 18.32 | 12.21 | 9.41 | 5.78 | N | South | FC
MSOLAR_2_SOLAR2 | CAISO System | Solar_Fixed | SOLAR | Mesquite Solar 2 | 0.4 | 3.02 | 3.53 | 4.44 | 6.45 | 13.21 | 14.52 | 12.5 | 11.19 | 7.46 | 5.75 | 3.53 | N | South | FC |  | Hybrid - However Solar is FCDS and BESS is EO
MSOLAR_2_SOLAR3 | CAISO System | Solar_Fixed | SOLAR | Mesquite Solar 3, LLC | 0.61 | 4.56 | 5.32 | 6.69 | 9.73 | 19.91 | 21.89 | 18.85 | 16.87 | 11.25 | 8.66 | 5.32 | N | South | FC
NEENCH_6_SOLAR | Big Creek-Ventura | Solar_Fixed | SOLAR | Alpine Solar | 0.26 | 1.98 | 2.31 | 2.9 | 4.22 | 8.65 | 9.5 | 8.18 | 7.33 | 4.88 | 3.76 | 2.31 | N | South | FC
OLDRV1_6_SOLAR | Kern | Solar_Fixed | SOLAR | Old River One | 0.08 | 0.6 | 0.7 | 0.88 | 1.28 | 2.62 | 2.88 | 2.48 | 2.22 | 1.48 | 1.14 | 0.7 | N | North | FC
OLIVEP_1_SOLAR | CAISO System | Solar_Fixed | SOLAR | White River Solar | 0.08 | 0.6 | 0.7 | 0.88 | 1.28 | 2.62 | 2.88 | 2.48 | 2.22 | 1.48 | 1.14 | 0.7 | N | North | FC
OLIVEP_1_SOLAR2 | CAISO System | Solar_Fixed | SOLAR | White River West | 0.08 | 0.59 | 0.69 | 0.87 | 1.26 | 2.59 | 2.84 | 2.45 | 2.19 | 1.46 | 1.13 | 0.69 | N | North | FC
PEORIA_1_SOLAR | Stockton | Solar_Fixed | SOLAR | Sonora 1 | 0.01 | 0.05 | 0.05 | 0.07 | 0.1 | 0.2 | 0.22 | 0.19 | 0.17 | 0.11 | 0.09 | 0.05 | N | North | FC
PIT1_6_FRIVRA | CAISO System | Solar_Fixed | SOLAR | Fall River Mills Project A | 0.01 | 0.05 | 0.05 | 0.07 | 0.1 | 0.2 | 0.22 | 0.19 | 0.17 | 0.11 | 0.09 | 0.05 | N | North | ID | 100% | 18DGD Waiting for Modify QC8SPS-02 and possibly other
PUTHCR_1_SOLAR1 | CAISO System | Solar_Fixed | SOLAR | Putah Creek Solar Farm | 0.01 | 0.06 | 0.07 | 0.09 | 0.13 | 0.26 | 0.29 | 0.25 | 0.22 | 0.15 | 0.11 | 0.07 | N | North | FC
SCHNDR_1_FIVPTS | Fresno | Solar_Fixed | SOLAR | Five Points Solar Station | 0.06 | 0.45 | 0.53 | 0.66 | 0.96 | 1.97 | 2.16 | 1.86 | 1.67 | 1.11 | 0.86 | 0.53 | N | North | FC
SCHNDR_1_WSTSDE | Fresno | Solar_Fixed | SOLAR | Westside Solar Station | 0.06 | 0.45 | 0.53 | 0.66 | 0.96 | 1.97 | 2.16 | 1.86 | 1.67 | 1.11 | 0.86 | 0.53 | N | North | FC
STROUD_6_SOLAR | Fresno | Solar_Fixed | SOLAR | Stroud Solar Station | 0.08 | 0.6 | 0.7 | 0.88 | 1.28 | 2.62 | 2.88 | 2.48 | 2.22 | 1.48 | 1.14 | 0.7 | N | North | FC
TMPLTN_2_SOLAR | CAISO System | Solar_Fixed | SOLAR | Vintner Solar | 0.01 | 0.05 | 0.05 | 0.07 | 0.1 | 0.2 | 0.22 | 0.19 | 0.17 | 0.11 | 0.09 | 0.05 | N | North | FC
TOPAZ_2_SOLAR | CAISO System | Solar_Fixed | SOLAR | Topaz Solar Farms | 2.2 | 16.5 | 19.25 | 24.2 | 35.2 | 72.05 | 79.2 | 68.2 | 61.05 | 40.7 | 31.35 | 19.25 | N | North | FC
TWISSL_6_SOLAR | CAISO System | Solar_Fixed | SOLAR | Nickel 1 ("NLH1") | 0.01 | 0.05 | 0.05 | 0.07 | 0.1 | 0.2 | 0.22 | 0.19 | 0.17 | 0.11 | 0.09 | 0.05 | N | North | FC
VACADX_1_SOLAR | CAISO System | Solar_Fixed | SOLAR | Vaca-Dixon Solar Station | 0.01 | 0.08 | 0.09 | 0.11 | 0.16 | 0.33 | 0.36 | 0.31 | 0.28 | 0.19 | 0.14 | 0.09 | N | North | FC
VICTOR_1_EXSLRA | CAISO System | Solar_Fixed | SOLAR | Expressway Solar A | 0.01 | 0.06 | 0.07 | 0.09 | 0.13 | 0.26 | 0.29 | 0.25 | 0.22 | 0.15 | 0.11 | 0.07 | N | South | FC
VICTOR_1_EXSLRB | CAISO System | Solar_Fixed | SOLAR | Expressway Solar B | 0.01 | 0.06 | 0.07 | 0.09 | 0.13 | 0.26 | 0.29 | 0.25 | 0.22 | 0.15 | 0.11 | 0.07 | N | South | FC
VLCNTR_6_VCSLR1 | San Diego-IV | Solar_Fixed | SOLAR | Valley Center 1 | 0.01 | 0.08 | 0.09 | 0.11 | 0.16 | 0.33 | 0.36 | 0.31 | 0.28 | 0.19 | 0.14 | 0.09 | N | South | FC
VLCNTR_6_VCSLR2 | San Diego-IV | Solar_Fixed | SOLAR | Valley Center 2 | 0.02 | 0.15 | 0.18 | 0.22 | 0.32 | 0.66 | 0.72 | 0.62 | 0.56 | 0.37 | 0.29 | 0.18 | N | South | FC
WAUKNA_1_SOLAR | Fresno | Solar_Fixed | SOLAR | Corcoran Solar | 0.08 | 0.6 | 0.7 | 0.88 | 1.28 | 2.62 | 2.88 | 2.48 | 2.22 | 1.48 | 1.14 | 0.7 | N | North | FC
ALMASL_2_GS4SR4 | CAISO System | Solar_Thermal | SOLAR | Almasol Generating Station 4 | 0.4 | 3 | 3.5 | 4.4 | 6.4 | 13.1 | 14.4 | 12.4 | 11.1 | 7.4 | 5.7 | 3.5 | N | South | FC
ALMASL_2_GS7SR7 | CAISO System | Solar_Thermal | SOLAR | Almasol Generating Station 7 | 0.53 | 3.96 | 4.62 | 5.81 | 8.45 | 17.29 | 19.01 | 16.37 | 14.65 | 9.77 | 7.52 | 4.62 | N | South | FC
IVANPA_1_UNIT1 | CAISO System | Solar_Thermal | SOLAR | Ivanpah 1 | 0.5 | 3.78 | 4.41 | 5.54 | 8.06 | 16.51 | 18.14 | 15.62 | 13.99 | 9.32 | 7.18 | 4.41 | N | South | FC
IVANPA_1_UNIT2 | CAISO System | Solar_Thermal | SOLAR | Ivanpah 2 | 0.53 | 3.99 | 4.66 | 5.85 | 8.51 | 17.42 | 19.15 | 16.49 | 14.76 | 9.84 | 7.58 | 4.66 | N | South | FC
IVANPA_1_UNIT3 | CAISO System | Solar_Thermal | SOLAR | Ivanpah 3 | 0.53 | 3.99 | 4.66 | 5.85 | 8.51 | 17.42 | 19.15 | 16.49 | 14.76 | 9.84 | 7.58 | 4.66 | N | South | FC
KRAMER_2_SEGS 9 | CAISO System | Solar_Thermal | SOLAR | Kramer Junction 9 | 0.32 | 2.4 | 2.8 | 3.52 | 5.12 | 10.48 | 11.52 | 9.92 | 8.88 | 5.92 | 4.56 | 2.8 | N | South | FC
SANDLT_2_SUNITS | CAISO System | Solar_Thermal | SOLAR | Mojave Solar | 1.1 | 8.25 | 9.63 | 12.1 | 17.6 | 36.03 | 39.6 | 34.1 | 30.53 | 20.35 | 15.68 | 9.63 | N | South | FC
DUANE_1_PL1X3 | Bay Area | CCGT | COMBINED GAS CYCLE | DONALD VON RAESFELD POWER PROJECT | 147.8 | 147.8 | 147.8 | 147.8 | 143.5 | 143.5 | 143.5 | 143.5 | 143.5 | 147.8 | 147.8 | 147.8 | Y | North | FC
HNTGBH_7_UNIT 2 | LA Basin | PEAKER | PEAKER | HUNTINGTON BEACH GEN STA. UNIT 2 | 226.84 | 226.84 | 226.84 | 226.84 | 226.84 | 226.84 | 226.84 | 226.84 | 226.84 | 226.84 | 226.84 | 226.84 | Y | South | FC
BCTSYS_5_PWXDYN | BPAT | N/A | N/A | BCTSYS_5_PWXDYN | 428 | 428 | 428 | 428 | 428 | 428 | 428 | 428 | 428 | 428 | 428 | 428
MALIN_5_BPADYN | BPAT | N/A | N/A | MALIN_5_BPADYN | 700 | 700 | 700 | 700 | 700 | 700 | 700 | 700 | 700 | 700 | 700 | 700
MALIN_5_HERMDYN | BPAT | N/A | N/A | MALIN_5_HERMDYN | 308 | 308 | 308 | 308 | 308 | 308 | 308 | 308 | 308 | 308 | 308 | 308
MALIN_5_IBERDR | BPAT | N/A | N/A | Iberdrola Centroid Sytem Resource | 20.75 | 25.4 | 29.98 | 24.96 | 18.8 | 20.31 | 22.41 | 19.2 | 18.65 | 23.34 | 25.01 | 22.39
MSQUIT_5_SERDYN | AZPS | N/A | N/A | MSQUIT_5_SERDYN | 625 | 625 | 625 | 625 | 625 | 625 | 625 | 625 | 625 | 625 | 625 | 625
OASIS_6_CREST | Big Creek-Ventura | N/A | N/A | CREST Contracts | 0 | 0 | 0 | 0 | 0 | 0 | 0 | 0 | 0 | 0 | 0 | 0 | N | South | EO
ONLLPP_6_UNITS | Fresno | N/A | N/A | O'NEILL PUMP-GEN (AGGREGATE) | 0 | 0.74 | 0.07 | 0.18 | 12.91 | 1.8 | 1.49 | 0.63 | 0.05 | 0.71 | 0.15 | 0 | N | North | FC
RANCHO_2_SMUDSYSDYN | BANC | N/A | N/A | SMUD Regulation Market | 124 | 124 | 124 | 124 | 124 | 124 | 124 | 124 | 124 | 124 | 124 | 124
RDWAY_1_CREST | CAISO System | N/A | N/A | CREST Contracts | 0 | 0 | 0 | 0 | 0 | 0 | 0 | 0 | 0 | 0 | 0 | 0 | N | South | EO
SANLOB_1_OSFBM1 | CAISO System | N/A | N/A | Old Santa Fe Road | 0 | 0 | 0 | 0 | 0 | 0 | 0 | 0 | 0 | 0 | 0 | 0 | Y | North | EO
SHELRF_1_UNITS | Bay Area | N/A | N/A | SHELL OIL REFINERY AGGREGATE | 0 | 0 | 0 | 0 | 0 | 0 | 0 | 0 | 0 | 33.33 | 0 | 0 | N | North | FC
SHUTLE_6_CREST | Big Creek-Ventura | N/A | N/A | CREST Contracts | 0 | 0 | 0 | 0 | 0 | 0 | 0 | 0 | 0 | 0 | 0 | 0 | N | South | EO
WEBER_6_FORWRD | CAISO System | N/A | N/A | Forward | 4.02 | 4.04 | 3.76 | 3.4 | 4.02 | 3.98 | 4.01 | 3.88 | 3.96 | 4.05 | 4.05 | 4.01 | N | North | FC
BARRE_2_QF | LA Basin | VARIOUS | VARIOUS | BARRE QFS | 0 | 0 | 0.01 | 0.01 | 0 | 0 | 0 | 0 | 0 | 0 | 0 | 0 | N | South | FC
CLRMTK_1_QF | Bay Area | VARIOUS | VARIOUS | SMALL QF AGGREGATION - OAKLAND | 0 | 0 | 0 | 0 | 0 | 0 | 0 | 0 | 0 | 0 | 0 | 0 | N | North | FC
EDMONS_2_NSPIN | Big Creek-Ventura | VARIOUS | VARIOUS | EDMONS_2_NSPIN | 236 | 236 | 236 | 236 | 236 | 236 | 236 | 236 | 236 | 236 | 236 | 236 | Y | South | FC
ELLIS_2_QF | LA Basin | VARIOUS | VARIOUS | ELLIS QFS | 2.08 | 2.23 | 1.7 | 1.97 | 1.92 | 2.2 | 1.6 | 0.76 | 1 | 1 | 1.01 | 0.98 | N | South | FC
OSO_6_NSPIN | Big Creek-Ventura | VARIOUS | VARIOUS | OSO_6_NSPIN | 18 | 18 | 18 | 18 | 18 | 18 | 18 | 18 | 18 | 18 | 18 | 18 | Y | South | FC
PEARBL_2_NSPIN | CAISO System | VARIOUS | VARIOUS | PEARBL_2_NSPIN | 46 | 46 | 46 | 46 | 46 | 46 | 46 | 46 | 46 | 46 | 46 | 46 | Y | South | FC
SNCLRA_6_QF | Big Creek-Ventura | VARIOUS | VARIOUS | SANTA CLARA QFS | 0.22 | 0.22 | 0.18 | 0.24 | 0.23 | 0.25 | 0.24 | 0.31 | 0.3 | 0.26 | 0.34 | 0.46 | N | South | FC
ALT6DN_2_WIND7 | CAISO System | WIND | WIND | Pinyon Pines 1 | 29.03 | 30.88 | 27.13 | 25.99 | 27.64 | 25.34 | 23.54 | 17.89 | 18.48 | 17.14 | 23.1 | 27.98 | N | South | FC
ALT6DS_2_WIND9 | CAISO System | WIND | WIND | Pinyon Pines 2 | 23.32 | 24.81 | 21.8 | 20.88 | 22.21 | 20.35 | 18.91 | 14.37 | 14.84 | 13.77 | 18.56 | 22.48 | N | South | FC
ALTA3A_2_CPCE4 | CAISO System | WIND | WIND | Alta Wind 4 | 18.02 | 19.17 | 16.84 | 16.14 | 17.16 | 15.73 | 14.61 | 11.1 | 11.47 | 10.64 | 14.34 | 17.37 | N | South | FC
ALTA3A_2_CPCE5 | CAISO System | WIND | WIND | Alta Wind 5 | 29.69 | 31.57 | 27.74 | 26.58 | 28.26 | 25.91 | 24.07 | 18.29 | 18.89 | 17.53 | 23.62 | 28.61 | N | South | FC
ALTA3A_2_CPCE8 | CAISO System | WIND | WIND | Alta Wind 8 | 26.51 | 28.19 | 24.77 | 23.73 | 25.23 | 23.13 | 21.49 | 16.33 | 16.87 | 15.65 | 21.09 | 25.55 | N | South | FC
ALTA4A_2_CPCW1 | CAISO System | WIND | WIND | Alta Wind 1 | 26.51 | 28.19 | 24.77 | 23.73 | 25.23 | 23.13 | 21.49 | 16.33 | 16.87 | 15.65 | 21.09 | 25.55 | N | South | FC
ALTA4B_2_CPCW2 | CAISO System | WIND | WIND | Alta Wind 2 | 26.51 | 28.19 | 24.77 | 23.73 | 25.23 | 23.13 | 21.49 | 16.33 | 16.87 | 15.65 | 21.09 | 25.55 | N | South | FC
ALTA4B_2_CPCW3 | CAISO System | WIND | WIND | Alta Wind 3 | 26.51 | 28.19 | 24.77 | 23.73 | 25.23 | 23.13 | 21.49 | 16.33 | 16.87 | 15.65 | 21.09 | 25.55 | N | South | FC
ALTA4B_2_CPCW6 | CAISO System | WIND | WIND | Mustang Hills | 26.51 | 28.19 | 24.77 | 23.73 | 25.23 | 23.13 | 21.49 | 16.33 | 16.87 | 15.65 | 21.09 | 25.55 | N | South | FC
ALTA6B_2_WIND11 | CAISO System | WIND | WIND | Alta Wind 11 | 15.58 | 16.57 | 14.56 | 13.95 | 14.83 | 13.59 | 12.63 | 9.6 | 9.91 | 9.2 | 12.39 | 15.01 | N | South | FC
ALTA6E_2_WIND10 | CAISO System | WIND | WIND | Alta Wind 10 | 23.83 | 25.34 | 22.27 | 21.33 | 22.68 | 20.79 | 19.32 | 14.68 | 15.16 | 14.07 | 18.96 | 22.96 | N | South | FC
ALTWD_2_AT3WD3 | LA Basin | WIND | WIND | Altech 3 | 1.73 | 1.84 | 1.62 | 1.55 | 1.65 | 1.51 | 1.4 | 1.07 | 1.1 | 1.02 | 1.38 | 1.67 | N | South | FC
ALTWD_2_COAWD1 | LA Basin | WIND | WIND | Coachella 1 | 8.91 | 9.47 | 8.32 | 7.97 | 8.48 | 7.77 | 7.22 | 5.49 | 5.67 | 5.26 | 7.09 | 8.58 | N | South | FC
ARBWD_6_QF | CAISO System | WIND | WIND | Wind Resource II | 3.53 | 3.75 | 3.29 | 3.16 | 3.36 | 3.08 | 2.86 | 2.17 | 2.24 | 2.08 | 2.8 | 3.4 | N | South | FC
BEJNLS_5_BV2SCEDYN | AZPS | WIND | WIND | Broadview 2 | 56.84 | 60.43 | 66.22 | 58.89 | 43.32 | 36.36 | 35.57 | 37.72 | 46.53 | 54.59 | 56.76 | 57.24
BEKWJS_5_BV1SCEDYN | AZPS | WIND | WIND | Broadview 1 | 44.25 | 47.04 | 51.55 | 45.84 | 33.72 | 28.31 | 27.69 | 29.36 | 36.22 | 42.49 | 44.18 | 44.56
BLAST_1_WIND | LA Basin | WIND | WIND | Mountain View IV Wind | 8.66 | 9.21 | 8.09 | 7.75 | 8.24 | 7.56 | 7.02 | 5.33 | 5.51 | 5.11 | 6.89 | 8.35 | N | South | FC
BRDSLD_2_HIWIND | Bay Area | WIND | WIND | High Winds Energy Center | 53.2 | 57.07 | 50.9 | 53.78 | 55.64 | 41.04 | 36.5 | 34.28 | 35.2 | 29.49 | 37.26 | 47.63 | N | North | FC
BRDSLD_2_MTZUM2 | Bay Area | WIND | WIND | NextEra Energy Montezuma Wind II | 25.68 | 27.55 | 24.57 | 25.96 | 26.86 | 19.81 | 17.62 | 16.55 | 16.99 | 14.24 | 17.99 | 22.99 | N | North | FC
BRDSLD_2_MTZUMA | Bay Area | WIND | WIND | FPL Energy Montezuma Wind | 12.08 | 12.97 | 11.56 | 12.22 | 12.64 | 9.32 | 8.29 | 7.79 | 8 | 6.7 | 8.46 | 10.82 | N | North | FC
BRDSLD_2_SHILO1 | Bay Area | WIND | WIND | Shiloh I Wind Project | 49.26 | 52.85 | 47.13 | 49.79 | 51.51 | 38 | 33.8 | 31.74 | 32.59 | 27.31 | 34.5 | 44.1 | N | North | FC
BRDSLD_2_SHILO2 | Bay Area | WIND | WIND | SHILOH WIND PROJECT 2 | 49.26 | 52.85 | 47.13 | 49.79 | 51.51 | 38 | 33.8 | 31.74 | 32.59 | 27.31 | 34.5 | 44.1 | N | North | FC
BRDSLD_2_SHLO3A | Bay Area | WIND | WIND | Shiloh III Wind Project, LLC | 33.66 | 36.11 | 32.21 | 34.03 | 35.2 | 25.97 | 23.09 | 21.69 | 22.27 | 18.66 | 23.58 | 30.14 | N | North | FC
BRDSLD_2_SHLO3B | Bay Area | WIND | WIND | Shiloh IV Wind Project | 32.84 | 35.23 | 31.42 | 33.2 | 34.34 | 25.33 | 22.53 | 21.16 | 21.73 | 18.21 | 23 | 29.4 | N | North | FC
BRODIE_2_WIND | CAISO System | WIND | WIND | Coram Brodie Wind Project | 18.02 | 19.17 | 16.84 | 16.14 | 17.16 | 15.73 | 14.61 | 11.1 | 11.47 | 10.64 | 14.34 | 17.37 | N | South | FC
BUCKWD_1_QF | LA Basin | WIND | WIND | Buckwind Re-powering project | 2.92 | 3.1 | 2.72 | 2.61 | 2.78 | 2.54 | 2.36 | 1.8 | 1.86 | 1.72 | 2.32 | 2.81 | N | South | FC
BUCKWD_7_WINTCV | LA Basin | WIND | WIND | Wintec Energy, Ltd. | 0.23 | 0.25 | 0.22 | 0.21 | 0.22 | 0.2 | 0.19 | 0.14 | 0.15 | 0.14 | 0.19 | 0.22 | N | South | FC
CABZON_1_WINDA1 | LA Basin | WIND | WIND | Cabazon Wind Project | 7.24 | 7.71 | 6.77 | 6.49 | 6.9 | 6.32 | 5.87 | 4.46 | 4.61 | 4.28 | 5.76 | 6.98 | N | South | FC
CAPWD_1_QF | LA Basin | WIND | WIND | Edom Hills Wind Farm | 3.45 | 3.67 | 3.23 | 3.09 | 3.29 | 3.01 | 2.8 | 2.13 | 2.2 | 2.04 | 2.75 | 3.33 | N | South | FC
CLINESCO_3_PVDYN | PNM | WIND | WIND | CLINES CORNERS | 44.23 | 47.02 | 51.52 | 45.82 | 33.7 | 28.29 | 27.68 | 29.35 | 36.2 | 42.47 | 44.16 | 44.54
CLINESCO_3_WBDYN | PNM | WIND | WIND | CLINES CORNERS B | 66.13 | 70.31 | 77.03 | 68.51 | 50.39 | 42.3 | 41.38 | 43.88 | 54.13 | 63.51 | 66.03 | 66.59
CRSTWD_6_KUMYAY | San Diego-IV | WIND | WIND | Kumeyaay Wind Farm | 8.84 | 9.4 | 8.26 | 7.91 | 8.41 | 7.71 | 7.16 | 5.44 | 5.62 | 5.22 | 7.03 | 8.52 | N | South | FC
DEVERS_1_SEPV05 | LA Basin | WIND | WIND | SEPV 5 | 0 | 0 | 0 | 0 | 0 | 0 | 0 | 0 | 0 | 0 | 0 | 0 | N | South | EO
DEVERS_2_DHSPG2 | LA Basin | WIND | WIND | Desert Hot Springs 2 | 0 | 0 | 0 | 0 | 0 | 0 | 0 | 0 | 0 | 0 | 0 | 0 | N | South | EO
DTCHWD_2_BT3WND | CAISO System | WIND | WIND | Brookfield Tehachapi 3 | 0.8 | 0.85 | 0.74 | 0.71 | 0.76 | 0.69 | 0.64 | 0.49 | 0.51 | 0.47 | 0.63 | 0.77 | N | South | FC
DTCHWD_2_BT4WND | CAISO System | WIND | WIND | Brookfield Tehachapi 4 | 1.15 | 1.23 | 1.08 | 1.03 | 1.1 | 1.01 | 0.93 | 0.71 | 0.73 | 0.68 | 0.92 | 1.11 | N | South | FC
DURNMESA_3_WBDYN | PNM | WIND | WIND | DURAN MESA | 35.77 | 38.03 | 41.66 | 37.05 | 27.26 | 22.88 | 22.38 | 23.73 | 29.28 | 34.35 | 35.71 | 36.02
DYERSM_6_DSWWD1 | CAISO System | WIND | WIND | Dyer Summit Wind Repower | 14.71 | 15.78 | 14.08 | 14.87 | 15.39 | 11.35 | 10.09 | 9.48 | 9.73 | 8.16 | 10.3 | 13.17 | N | North | FC
ELCABO_5_ECWSCEDYN | AZPS | WIND | WIND | El Cabo Wind | 101.43 | 107.84 | 118.16 | 105.08 | 77.29 | 64.89 | 63.47 | 67.31 | 83.03 | 97.41 | 101.28 | 102.14
ENERSJ_2_WIND | San Diego-IV | WIND | WIND | ESJ Wind Energy | 26.68 | 28.38 | 24.93 | 23.89 | 25.4 | 23.28 | 21.63 | 16.44 | 16.98 | 15.75 | 21.23 | 25.72 | N | South | FC
ENERSJ_5_ESJWD2 | San Diego-IV | WIND | WIND | Energia Sierra Juarez Wind 2 | 18.55 | 19.73 | 17.34 | 16.61 | 17.66 | 16.19 | 15.04 | 11.43 | 11.81 | 10.95 | 14.76 | 17.88 | N | South | FC
ENWIND_2_WIND1 | CAISO System | WIND | WIND | Cameron Ridge | 8.32 | 8.85 | 7.78 | 7.45 | 7.92 | 7.26 | 6.75 | 5.13 | 5.3 | 4.91 | 6.62 | 8.02 | N | South | FC
ENWIND_2_WIND2 | CAISO System | WIND | WIND | Ridgetop I | 6.76 | 7.19 | 6.31 | 6.05 | 6.43 | 5.9 | 5.48 | 4.16 | 4.3 | 3.99 | 5.38 | 6.51 | N | South | FC
ESTWND_2_OPPWD1 | CAISO System | WIND | WIND | Oasis Power Plant Eastwind | 10.1 | 10.74 | 9.44 | 9.04 | 9.61 | 8.81 | 8.19 | 6.22 | 6.43 | 5.96 | 8.03 | 9.73 | N | South | FC
FLOWD_2_RT2WD2 | CAISO System | WIND | WIND | Ridgetop 2 | 4.84 | 5.15 | 4.52 | 4.33 | 4.61 | 4.22 | 3.92 | 2.98 | 3.08 | 2.86 | 3.85 | 4.66 | N | South | FC
FLOWD_2_WIND1 | CAISO System | WIND | WIND | Cameron Ridge 2 | 2.1 | 2.24 | 1.97 | 1.88 | 2 | 1.83 | 1.7 | 1.3 | 1.34 | 1.24 | 1.67 | 2.03 | N | South | FC
FLOWD2_2_FPLWND | CAISO System | WIND | WIND | DIABLO WINDS | 5.91 | 6.34 | 5.66 | 5.98 | 6.18 | 4.56 | 4.06 | 3.81 | 3.91 | 3.28 | 4.14 | 5.29 | N | North | FC
GARNET_1_WIND | LA Basin | WIND | WIND | GARNET WIND ENERGY CENTER | 1.15 | 1.22 | 1.07 | 1.03 | 1.09 | 1 | 0.93 | 0.71 | 0.73 | 0.68 | 0.91 | 1.11 | N | South | FC
GARNET_1_WINDS | LA Basin | WIND | WIND | Garnet Winds Aggregation | 3.98 | 4.23 | 3.72 | 3.56 | 3.79 | 3.47 | 3.22 | 2.45 | 2.53 | 2.35 | 3.16 | 3.83 | N | South | FC
GARNET_1_WT3WND | LA Basin | WIND | WIND | Wagner Wind | 0 | 0 | 0 | 0 | 0 | 0 | 0 | 0 | 0 | 0 | 0 | 0 | N | South | EO
GARNET_2_COAWD2 | LA Basin | WIND | WIND | Coachella 2 | 1.91 | 2.03 | 1.78 | 1.71 | 1.82 | 1.67 | 1.55 | 1.18 | 1.21 | 1.13 | 1.52 | 1.84 | N | South | FC
GARNET_2_WIND1 | LA Basin | WIND | WIND | Phoenix | 1.98 | 2.1 | 1.85 | 1.77 | 1.88 | 1.73 | 1.6 | 1.22 | 1.26 | 1.17 | 1.57 | 1.91 | N | South | FC
GARNET_2_WIND2 | LA Basin | WIND | WIND | Karen Avenue Wind Farm | 2.07 | 2.2 | 1.93 | 1.85 | 1.97 | 1.8 | 1.68 | 1.27 | 1.32 | 1.22 | 1.64 | 1.99 | N | South | FC
GARNET_2_WIND3 | LA Basin | WIND | WIND | San Gorgonio East | 2.23 | 2.37 | 2.08 | 1.99 | 2.12 | 1.94 | 1.81 | 1.37 | 1.42 | 1.31 | 1.77 | 2.15 | N | South | FC
GARNET_2_WIND4 | LA Basin | WIND | WIND | Windustries | 1.73 | 1.84 | 1.62 | 1.55 | 1.65 | 1.51 | 1.4 | 1.07 | 1.1 | 1.02 | 1.38 | 1.67 | N | South | FC
GARNET_2_WIND5 | LA Basin | WIND | WIND | Eastwind | 0.53 | 0.56 | 0.5 | 0.47 | 0.5 | 0.46 | 0.43 | 0.33 | 0.34 | 0.31 | 0.42 | 0.51 | N | South | FC
GRADYW_5_GDYWD1 | AZPS | WIND | WIND | Grady Wind | 68.08 | 72.38 | 79.3 | 70.53 | 51.88 | 43.55 | 42.6 | 45.18 | 55.73 | 65.38 | 67.98 | 68.55
HATRDG_2_WIND | CAISO System | WIND | WIND | Hatchet Ridge Wind Farm | 33.49 | 35.94 | 32.05 | 33.86 | 35.03 | 25.84 | 22.98 | 21.58 | 22.16 | 18.57 | 23.46 | 29.99 | N | North | FC
INTTRB_6_UNIT | Fresno | WIND | WIND | International Turbine Research | 6.04 | 6.48 | 5.78 | 6.11 | 6.32 | 4.66 | 4.15 | 3.89 | 4 | 3.35 | 4.23 | 5.41 | N | North | FC
JAWBNE_2_NSRWND | CAISO System | WIND | WIND | North Sky River Wind Project | 28.27 | 30.07 | 26.42 | 25.31 | 26.92 | 24.67 | 22.92 | 17.42 | 17.99 | 16.69 | 22.5 | 27.25 | N | South | FC
JAWBNE_2_SRWND | CAISO System | WIND | WIND | Sky River Wind Repower A | 5.301 | 5.638 | 4.9539 | 4.7462 | 5.0468 | 4.626 | 4.298 | 3.2658 | 3.3736 | 3.1297 | 4.2178 | 5.1092 | N | South | FC
JAWBNE_2_SRWWD2 | CAISO System | WIND | WIND | Sky River Wind Repower B | 5.34 | 5.68 | 4.99 | 4.78 | 5.08 | 4.66 | 4.33 | 3.29 | 3.4 | 3.15 | 4.25 | 5.14 | N | South | FC
MALIN_5_INHRED | BPAT | WIND | WIND | CSF Columbia Gorge | 10.38 | 12.7 | 14.99 | 12.48 | 9.4 | 10.16 | 11.21 | 9.6 | 9.33 | 11.67 | 12.51 | 11.19
MALIN_5_INHRPG | BPAT | WIND | WIND | BIGLOW CANYON | 10.38 | 12.7 | 14.99 | 12.48 | 9.4 | 10.16 | 11.21 | 9.6 | 9.33 | 11.67 | 12.51 | 11.19
MANZNA_2_WIND | CAISO System | WIND | WIND | Manzana Wind | 33.4 | 35.52 | 31.21 | 29.9 | 31.8 | 29.14 | 27.08 | 20.57 | 21.25 | 19.72 | 26.57 | 32.19 | N | South | FC
MIDWD_2_WIND2 | CAISO System | WIND | WIND | Coram Energy | 0.53 | 0.56 | 0.5 | 0.47 | 0.5 | 0.46 | 0.43 | 0.33 | 0.34 | 0.31 | 0.42 | 0.51 | N | South | FC
MIDWD_7_CORAMB | CAISO System | WIND | WIND | CELLC 7.5 MW Tehachapi Project | 1.33 | 1.41 | 1.24 | 1.19 | 1.26 | 1.16 | 1.07 | 0.82 | 0.84 | 0.78 | 1.05 | 1.28 | N | South | FC
MILFRD_7_PASADENA | LADWP | WIND | WIND | Milford I | 0.88 | 0.94 | 0.83 | 0.79 | 0.84 | 0.77 | 0.72 | 0.54 | 0.56 | 0.52 | 0.7 | 0.85
MORWD_6_QF | CAISO System | WIND | WIND | Morwind | 6.74 | 7.17 | 6.3 | 6.04 | 6.42 | 5.88 | 5.47 | 4.15 | 4.29 | 3.98 | 5.37 | 6.5 | N | South | FC
MTWIND_1_MVPWD1 | LA Basin | WIND | WIND | Mountain View Power Project I Repower | 11.77 | 12.52 | 11 | 10.54 | 11.2 | 10.27 | 9.54 | 7.25 | 7.49 | 6.95 | 9.36 | 11.34 | N | South | FC
MTWIND_1_UNIT 3 | LA Basin | WIND | WIND | Mountain View Power Project III | 3.97 | 4.22 | 3.71 | 3.55 | 3.78 | 3.46 | 3.21 | 2.44 | 2.52 | 2.34 | 3.15 | 3.82 | N | South | FC
NZWIND_2_WDSTR5 | CAISO System | WIND | WIND | Windstream 6111 | 1.11 | 1.19 | 1.04 | 1 | 1.06 | 0.97 | 0.9 | 0.69 | 0.71 | 0.66 | 0.89 | 1.07 | N | South | FC
NZWIND_6_CALWND | CAISO System | WIND | WIND | Wind Resource I | 1.59 | 1.69 | 1.49 | 1.42 | 1.51 | 1.39 | 1.29 | 0.98 | 1.01 | 0.94 | 1.27 | 1.53 | N | South | FC
NZWIND_6_WDSTR | CAISO System | WIND | WIND | Windstream 39 | 0.59 | 0.63 | 0.55 | 0.53 | 0.56 | 0.52 | 0.48 | 0.36 | 0.38 | 0.35 | 0.47 | 0.57 | N | South | FC
NZWIND_6_WDSTR2 | CAISO System | WIND | WIND | Windstream 6040 | 0.72 | 0.76 | 0.67 | 0.64 | 0.68 | 0.63 | 0.58 | 0.44 | 0.46 | 0.42 | 0.57 | 0.69 | N | South | FC
NZWIND_6_WDSTR3 | CAISO System | WIND | WIND | Windstream 6041 | 0.68 | 0.73 | 0.64 | 0.61 | 0.65 | 0.6 | 0.55 | 0.42 | 0.43 | 0.4 | 0.54 | 0.66 | N | South | FC
NZWIND_6_WDSTR4 | CAISO System | WIND | WIND | Windstream 6042 | 1.2 | 1.27 | 1.12 | 1.07 | 1.14 | 1.04 | 0.97 | 0.74 | 0.76 | 0.71 | 0.95 | 1.15 | N | South | FC
OAKWD_6_QF | CAISO System | WIND | WIND | Oak Creek | 4.92 | 5.24 | 4.6 | 4.41 | 4.69 | 4.3 | 3.99 | 3.03 | 3.13 | 2.91 | 3.92 | 4.75 | N | South | FC
OAKWD_6_ZEPHWD | CAISO System | WIND | WIND | Zephyr Park | 0.62 | 0.66 | 0.58 | 0.55 | 0.59 | 0.54 | 0.5 | 0.38 | 0.39 | 0.37 | 0.49 | 0.6 | N | South | FC
OCTILO_5_WIND | San Diego-IV | WIND | WIND | Ocotillo Wind Energy Facility | 46.83 | 49.8 | 43.76 | 41.92 | 44.58 | 40.86 | 37.97 | 28.85 | 29.8 | 27.65 | 37.26 | 45.13 | N | South | FC
PANERO_2_MWPWD1 | LA Basin | WIND | WIND | Mesa Wind Project | JUL: 17.12; AUG: 14.54; SEP: 12.68; OCT: 10.72; NOV: 8.92; DEC: 9.41 | N | South | FC
PWEST_1_UNIT | LA Basin | WIND | WIND | PACIFIC WEST 1 WIND GENERATION | 0.37 | 0.39 | 0.35 | 0.33 | 0.35 | 0.32 | 0.3 | 0.23 | 0.24 | 0.22 | 0.3 | 0.36 | N | South | FC
RENWD_1_QF | LA Basin | WIND | WIND | Renwind re-powering project | 1.77 | 1.88 | 1.65 | 1.58 | 1.68 | 1.54 | 1.43 | 1.09 | 1.12 | 1.04 | 1.41 | 1.7 | N | South | FC
ROSMDW_2_WIND1 | CAISO System | WIND | WIND | Pacific Wind - Phase 1 | 24.74 | 26.31 | 23.12 | 22.15 | 23.55 | 21.59 | 20.06 | 15.24 | 15.74 | 14.61 | 19.68 | 23.84 | N | South | FC
RTREE_2_WIND1 | CAISO System | WIND | WIND | Rising Tree 1 | 13.99 | 14.88 | 13.08 | 12.53 | 13.32 | 12.21 | 11.35 | 8.62 | 8.91 | 8.26 | 11.14 | 13.49 | N | South | FC
RTREE_2_WIND2 | CAISO System | WIND | WIND | Rising Tree 2 | 3.5 | 3.72 | 3.27 | 3.13 | 3.33 | 3.05 | 2.84 | 2.16 | 2.23 | 2.07 | 2.78 | 3.37 | N | South | FC
RTREE_2_WIND3 | CAISO System | WIND | WIND | Rising Tree 3 | 17.49 | 18.61 | 16.35 | 15.66 | 16.65 | 15.27 | 14.18 | 10.78 | 11.13 | 10.33 | 13.92 | 16.86 | N | South | FC
SANWD_1_QF | LA Basin | WIND | WIND | San Gorgonio Farms Wind Farm | 5.48 | 5.83 | 5.12 | 4.9 | 5.22 | 4.78 | 4.44 | 3.37 | 3.49 | 3.23 | 4.36 | 5.28 | N | South | FC
STRAUS_1_STRWD1 | CAISO System | WIND | WIND | Strauss Wind, LLC | 31.277 | 33.5577 | 29.9301 | 31.6192 | 32.7116 | 24.1304 | 21.4608 | 20.1561 | 20.6943 | 17.3419 | 21.9092 | 28.0044 | N | North | FC
TECOLOTE_3_WBDYN | PNM | WIND | WIND | TECOLOTE WIND | 92.47 | 98.31 | 107.72 | 95.8 | 70.47 | 59.16 | 57.87 | 61.37 | 75.7 | 88.81 | 92.34 | 93.12
TEHAPI_2_PW1WD1 | CAISO System | WIND | WIND | Point Wind 1 | 8.39 | 8.92 | 7.84 | 7.51 | 7.99 | 7.32 | 6.8 | 5.17 | 5.34 | 4.95 | 6.68 | 8.09 | N | South | FC
TEHAPI_2_PW2WD2 | CAISO System | WIND | WIND | Point Wind 2 | 2.54 | 2.71 | 2.38 | 2.28 | 2.42 | 2.22 | 2.06 | 1.57 | 1.62 | 1.5 | 2.02 | 2.45 | N | South | FC
TEHAPI_2_WIND1 | CAISO System | WIND | WIND | Wind Wall Monolith 1 | 3.51 | 3.73 | 3.28 | 3.14 | 3.34 | 3.06 | 2.84 | 2.16 | 2.23 | 2.07 | 2.79 | 3.38 | N | South | FC
TEHAPI_2_WIND2 | CAISO System | WIND | WIND | Wind Wall Monolith 2 | 4.18 | 4.45 | 3.91 | 3.74 | 3.98 | 3.65 | 3.39 | 2.58 | 2.66 | 2.47 | 3.33 | 4.03 | N | South | FC
TIFFNY_1_DILLON | LA Basin | WIND | WIND | TIFFNY_1_DILLON | 7.95 | 8.46 | 7.43 | 7.12 | 7.57 | 6.94 | 6.45 | 4.9 | 5.06 | 4.69 | 6.33 | 7.66 | N | South | FC
TRNSWD_1_QF | LA Basin | WIND | WIND | FPL Energy C Wind | 6.89 | 7.32 | 6.44 | 6.17 | 6.56 | 6.01 | 5.58 | 4.24 | 4.38 | 4.07 | 5.48 | 6.64 | N | South | FC
TULEWD_1_TULWD1 | San Diego-IV | WIND | WIND | Tule Wind | 23.06 | 24.53 | 21.55 | 20.65 | 21.95 | 20.12 | 18.7 | 14.21 | 14.68 | 13.61 | 18.35 | 22.22 | N | South | FC |  | Phase I (131.1 MW) is FC, Phase II (69 MW) will be EO
USWND2_1_WIND1 | CAISO System | WIND | WIND | Golden Hills A | 14.11 | 15.14 | 13.5 | 14.26 | 14.75 | 10.88 | 9.68 | 9.09 | 9.33 | 7.82 | 9.88 | 12.63 | N | North | FC
USWND2_1_WIND2 | CAISO System | WIND | WIND | Golden Hills B | 14.11 | 15.14 | 13.5 | 14.26 | 14.75 | 10.88 | 9.68 | 9.09 | 9.33 | 7.82 | 9.88 | 12.63 | N | North | FC
USWND2_1_WIND3 | CAISO System | WIND | WIND | Golden Hills C | 15.1 | 16.21 | 14.45 | 15.27 | 15.8 | 11.65 | 10.36 | 9.73 | 9.99 | 8.38 | 10.58 | 13.52 | N | North | FC
USWNDR_2_LABWD1 | Bay Area | WIND | WIND | LaBrisa Wind Project | 2.96 | 3.17 | 2.83 | 2.99 | 3.09 | 2.28 | 2.03 | 1.9 | 1.96 | 1.64 | 2.07 | 2.65 | N | North | FC
USWNDR_2_SMUD | Bay Area | WIND | WIND | SOLANO WIND FARM | 33.55 | 36 | 32.11 | 33.92 | 35.09 | 25.89 | 23.02 | 21.62 | 22.2 | 18.6 | 23.5 | 30.04 | N | North | FC
USWNDR_2_SMUD2 | Bay Area | WIND | WIND | Solano Wind Project Phase 3 | 41.97 | 45.03 | 40.16 | 42.42 | 43.89 | 32.38 | 28.79 | 27.04 | 27.77 | 23.27 | 29.4 | 37.57 | N | North | FC
USWPFK_6_FRICK | Bay Area | WIND | WIND | Frick Summit Wind Repower | 3.28 | 3.52 | 3.14 | 3.32 | 3.43 | 2.53 | 2.25 | 2.12 | 2.17 | 1.82 | 2.3 | 2.94 | N | North | FC
USWPJR_2_UNITS | Bay Area | WIND | WIND | Vasco Wind | 25.68 | 27.55 | 24.57 | 25.96 | 26.86 | 19.81 | 17.62 | 16.55 | 16.99 | 14.24 | 17.99 | 22.99 | N | North | FC
VENWD_1_WIND3 | LA Basin | WIND | WIND | Painted Hills | 7.87 | 8.37 | 7.35 | 7.04 | 7.49 | 6.87 | 6.38 | 4.85 | 5.01 | 4.65 | 6.26 | 7.58 | N | South | FC
VOYAGR_2_VOAWD5 | CAISO System | WIND | WIND | Voyager Wind Oasis Alta | 2.47 | 2.63 | 2.31 | 2.21 | 2.35 | 2.16 | 2 | 1.52 | 1.57 | 1.46 | 1.97 | 2.38 | N | South | FC
VOYAGR_2_VOYWD1 | CAISO System | WIND | WIND | Voyager 1 | 22.78 | 24.23 | 21.29 | 20.39 | 21.69 | 19.88 | 18.47 | 14.03 | 14.5 | 13.45 | 18.12 | 21.95 | N | South | FC
VOYAGR_2_VOYWD2 | CAISO System | WIND | WIND | Voyager Wind 2 | 22.33 | 23.75 | 20.86 | 19.99 | 21.26 | 19.48 | 18.1 | 13.75 | 14.21 | 13.18 | 17.76 | 21.52 | N | South | FC
VOYAGR_2_VOYWD3 | CAISO System | WIND | WIND | Voyager Wind 3 | 7.5 | 7.98 | 7.01 | 6.72 | 7.14 | 6.55 | 6.08 | 4.62 | 4.77 | 4.43 | 5.97 | 7.23 | N | South | FC
VOYAGR_2_VOYWD4 | CAISO System | WIND | WIND | Voyager Wind 4 | 3.71 | 3.95 | 3.47 | 3.32 | 3.53 | 3.24 | 3.01 | 2.29 | 2.36 | 2.19 | 2.95 | 3.58 | N | South | FC
WHITEH_2_MEADDYN1 | WALC | WIND | WIND | White Hills A | 17.02 | 18.09 | 19.83 | 17.63 | 12.97 | 10.89 | 10.65 | 11.29 | 13.93 | 16.34 | 16.99 | 17.14
WHITEH_2_MEADDYN2 | WALC | WIND | WIND | White Hills B | 102.11 | 108.56 | 118.95 | 105.79 | 77.81 | 65.33 | 63.9 | 67.76 | 83.59 | 98.06 | 101.96 | 102.83
WHTWTR_1_WINDA1 | LA Basin | WIND | WIND | Whitewater Hill Wind Project | 10.87 | 11.56 | 10.16 | 9.73 | 10.35 | 9.48 | 8.81 | 6.69 | 6.92 | 6.42 | 8.65 | 10.47 | N | South | FC
WNDMAS_2_UNIT 1 | Bay Area | WIND | WIND | BUENA VISTA ENERGY, LLC | 12.48 | 13.39 | 11.94 | 12.61 | 13.05 | 9.63 | 8.56 | 8.04 | 8.26 | 6.92 | 8.74 | 11.17 | N | North | FC
WNDSTR_2_WIND | CAISO System | WIND | WIND | Windstar | 21.2 | 22.55 | 19.82 | 18.98 | 20.19 | 18.5 | 17.19 | 13.06 | 13.49 | 12.52 | 16.87 | 20.44 | N | South | FC
WSTWND_2_M89WD2 | CAISO System | WIND | WIND | Mojave 89 Wind | 14.6 | 15.53 | 13.65 | 13.08 | 13.9 | 12.74 | 11.84 | 9 | 9.29 | 8.62 | 11.62 | 14.08 | N | South | FC
WSTWND_2_M90WD2 | CAISO System | WIND | WIND | Mojave 90 | 11.45 | 12.18 | 10.7 | 10.25 | 10.9 | 10 | 9.29 | 7.06 | 7.29 | 6.76 | 9.11 | 11.04 | N | South | FC |  | Hybrid - However Wind is FCDS and BESS is EO
ZOND_6_UNIT | Bay Area | WIND | WIND | ZOND WINDSYSTEMS INC. | 5.62 | 6.02 | 5.37 | 5.68 | 5.87 | 4.33 | 3.85 | 3.62 | 3.72 | 3.11 | 3.93 | 5.03 | N | North | FC